## Summary
Ceilings Unlimited
Craigs Investment Partners - Fitout
Tauranga
2026-01-21
Summary
Clarifications:
* No allowance for access equipment over 3000 or any scaffold/access to stair wells, atrium voids or lift shafts including edge protection. To be supplied by Main Contractor
* We note most material sizes will not fit within the lift indicated for use. Pricing is based on all materials being lifted/removed via crane or hiab to respective Levels to an access point/loadin platform then through facade. Removal/reinstatement of facade as well as Crane/Hiab of materials up and down, Access point/loadin platform to be provided by main contractor along with any associated Traffic Management costs that may be required.
* This trade pricing is based on the acceptance as a package and if individual trades were selected we would need to be contacted to discuss before acceptance.
* Pricing has been split across levels but based on all works proceeding. Removal of items may come at cost premium affecting cost to other levels.
* Based on Retentions on a sliding scale basis.
* No allowance for detailed drawings/shop drawings, Prototypes, Samples and Resource and Consent fees etc. By Others.
* Pricing is based on Brevity PS1 Designs. We have not allowed for any construction monitoring or PS4 sign off, if required to carried out by othes.
* Allowed for works within normal works hours Monday to Friday 7.30am - 5pm.
* Pricing based on sliding scale retention basis.
* Rubbish disposal to be provided by main contractor/others on each level or works
* Passive Fire to for Services to wall, floor and ceilings including Smoke Barrier above selected partitions all by others (Passive Fire Contractor).
* Penetrations to acoustic walls by respective service trades.
* Protection of existing building elements provided my main contractor.
* Manifestations, Visual Bands to Glazing along and Signage by others.
* No allowance for any Soffit works (C-05) and asscoiated structure/details.
* No allowance for Details 8 on Sheet ID 502 (understand these might be to C-05 soffit although not clear)
* We have removed bulkhead detail to side of partitions P-10, P-20A, extended height of P-23, P-23S, P-23A, P-23AS to accommodate Detail 6 on ID 502 to middle bank of rooms on L6. New structure as per NTT11 has been included within Suspended Ceiling Trade to Level 6 only to middle bank of rooms. Refer mark ups attached for further clarification of interpretation of detailing. This needs to be confirmed prior to acceptance.
* No allowance for Whiteboards (WB-01 and WB-02).
* No allowance for Wall Paper.
* Curtains/Blinds by others.
* No allowance for WP-01 wall finish.
* No allowance for any of the following finishes: AP-01, AP-02, AP-03, AP-04 (including "Exposed Ceiling" that is called up as AP-04 on RCP under C-04 and then a different colour again with in finish schedule under "Exposed Ceilings".
* No allowance for BR-02, BR-03 and BR-04.
* No allowance for glass splash backs.
* No allowance for any works item within Wildfire Documentation as well as heat shield back board if and where required.
* We have note allowed for any finishes to joinery units. We note some finishes cross over between walls/ceilings and joinery units.
* MDF TV surrounds and associated angle and flat bar by others (joiner).
Suspended Ceilings:
* No allowance to supply and install ceilings C-01A and C-01B and associated insulation above, by others.
* Concealed Grid and Steel Stud Bulkheads etc allowed as a combination of Rondo and SRP.
* We understand all perimeter blind boxes and associated supporting structure to Levels 4, 5 are a basebuild item and have made no allowance. We have allowed for Blind Box (2mm custom aluminium) and associated structure as per Brevity Detail to Level 6 only within as per NTT 10 item 10.11. We note Brevitys detail shows ceiling fixing to leg of pelmet. This detail would need to be reviewed and confirmed by Brevity as suitable to 2mm aluminium.
* Allowed 530 x 530 Standard Set Bead Hatch to C-02 and C-03.
* Allowed 500 x 500 Hard Edge Hatch to C-11.
* C-04/Exposed Ceiling By Others (Autex).
* No allowance for C-06 IlluminatedMembrane, supplied, installed and braced by others.
* No allowance for C-07, not located.
* Seismic and support structure to kitchen hood including nogging/bridging by others.
* C-08 and C-10 Mesh has been allowed with respective two way grid system as per PS1. We note conflicting details shown throughout.
* Allowed for 50mm Autex Quietspace Panel over C-08 and C-10 mesh as per detail.
* Allowed GS10 Gripple Wire Bracing, spec unclear.
* No allowance for Detail 5 Perimeter Diffuser Detail Sheet ID 502. Futher detail required on how this works with Ceiling Design and is supported etc.
* We note C-08 Ceiling PS1 Design is noted as small sections of ceilings above the Mobile Workspace. The architectural drawings show these as two distinct ceilings and this is how we have allowed it with all items to underside of ceiling not breaking the ceilng. This needs to be reviewed further and might result in addditonal cost (back bracing being required).
Partitions:
* Steel Stud allowed from SRP.
* We have allowed for Partitions centres and gauges as per CAN01A for Levels 4, 5 and 6. We note some of the specs conflict with early design for Level 6 as well as specified .
* Kitchen specific nogging to partitions to be installed by others.
* Refer scehdule for number of full columns per level for number of columns allowed.
Insulation:
* No allowance for ASL insulation. Scope and location unknown.
* Refer scehdule for allowance of Autex R1.8 Sound Solution to walls and ceilings and Baffle Stack above Partitions.
* Allowed AAB 35 - 50 to back of C-11 only as per note on ID 001 under ceiling key. No allowance for AAB to any other location.
Gib Wall and Ceiling Linings:
* Allowed 2 layers of 6.5mm Curveline to receive PF-01 to columns. Balance of columns receiving paint finish we have allowed 1 layer of 6.5mm Curveline Gib. Refer schedule for allowances.
Stopping to Gib Wall and Ceilings:
* Allowed Level 4 Stopping Only.
Potters Rigitone Matrix Ceiling Lining:
* Allowed C-11 in either Rigitone Matrix 8/18 Round or Rigitone Matrix 15/30 Round both with White Backing. Allowed 40 x 40 Powdercoated Angle to Perimeter of C-11 Ceiling to cap edge to adjoining surface.
* No allowance for Special Effects paint finish to C-11.
Ambitec (PF-01 and PF-02 to Wall and Bulkheads Only):
* No allowance for any Ambitec to joinery items.
* We have allowed for BR-01 skirting and coffer trim to columns as per attached schedule to each floor. Note we have not allowed to all columns.
* Sample panels must be sighted and signed off prior to manufacture.
* No sealer allowed to PF-02, understand none is required.
* PF-01 has been allowed to extend up into Coffer where located on level 6 to middle bank of rooms.
Featurecraft (TB-01 and TB-02):
* We have allowed for TB.02 to underside of ceiling with Trackloks picking up to fixing plate above ceiling. We note Elevation 7 on sheet ID 241 shows TB.02 to circa 2.7m. We believe this is not correct and intention is to underside of ceiling 2.9m so that Trackloks are concealed behind ceiling and not visible (as seen in Brevity Design Detail).
* We have allowed for TB.01 to Doors D6.11A, D6.11B and D6.20 as per ID801 Door Schedule as well as basebuild door on grid 3-B on level 6 as per elevations.
* No allowance for any acoustic or timber backing panels to TB.01. We understand these are individual battens installed to painted Gib Walls.
* TB-01 to adjoining walls has been extended up into Coffer on Level 6, Detail 6 on ID502. We have not allowed for it over doors and windows, understand this will be painted up into the coffer and TB-01 will start and stop either side of windows and doors.
* TB-01 has been allowed as 30 x 30 Square Finish Batten Profile at 30mm Gaps in American White Ash.
* TB-02 has been allowed as 140 x 42 Square Finish Batten Profile at 200mm Centres in American White Ash.
Potters Aluminium, Doors, Glazing and Skirting:
* Allowed Powdercoat Colour from PC01 Colour Range.
* GF-01 to GF-03 by others.
* Door hardware including handles, closers, kick plates, stops etc. By others.
* Staining/Painting and Finishing of Door leafs and Frames by Others.
* D6.03 Board Room Potters Sliding Unit has been allowed as top hung. Not slider build up is wider then that of the P-12 units at either end. This detailing needs to be confirmed as acceptable.
* No allowance for Door Type 3/P13 and Glazing and associated side panels, by others.
* D5.12 and 5.13 allowed a per elevation for Door Type 01. We note description (ID 801) speaks of border with glass panel and this conflicts with door elevations and general elevations.
* Where glazing is oversize silicone joints will be installed to break glass. Mark up can be provided for review.
* We have allowed for RP540 perimeter/Acoustic Seals to Potter aluminium frame with timber door leaf. This needs to be confirmed as acceptable.
* Allowed for American White Oak Veneer to Doors (closest we could obtain to American White Ash Veneer).
* We note lack of detail to all door jambs and heads and in particular expectation around Door Type 01. We attached sketches allowed for. Further detailing needs to be provided and agreed prior to acceptance.
Wall Coverings: Asona Quicklook
LEAD TIMES/INSTALL:
** Mesh Ceiling Lead Time (C-08 and C-10) Lead time is approximately 12 Weeks from Confirmation of Order if product/quantity required is not in stock.
** Ambitec Installation Lead time currently sit at 6 weeks and subject to change pending accepted work (PF-01). Manufacture time for PF-02 sits at approximately 6 weeks from sign off of samples.
** Asona Quicklock (FP-01) has an 8 week manufacture lead time and subject to stock availability at time of order. Install allowd in 1 consecutive install period of approximately 2 weeks.
** Featurecraft shops Drawings : 2 Weeks. Product/Material Lead Time: 12 Weeks. Fabrication of Product (Machining, Coating): 3 - 6 weeks once raw product is received
DEPOSITS/PAYMENTS ON MATERIALS:
** 10% Deposit on Ambitec Material prior to order.
** Featurecraft raw material to be paid for once procured by supplier prior to fabrication.
* Detailed Programming to be to be discussed prior to acceptance.
* Pricing validity as per cover letter. We have not allowed for any escalation of costs after this point and will be claimed as a variation accordingly if required (We have taken into consideration known price increases on Potters Aluminum and Gib Linings in the first half of 2026). | [7 empty] | Level 4 | Level 5 | Level 6
Suspended Ceilings | 241937 | [5 empty] | Suspended Ceilings | 12484.965 | 2860.8406 | 226590.9357 |  |  | -0.25866 | 241936.7413
Partitions | 147472 | [5 empty] | Partitions | 49494.2344 | 41336.6571 | 56640.1655 |  |  | -0.94304 | 147471.057
Insulation | 41680 | [5 empty] | Insulation | 12987.284 | 9111.1218 | 19581.4142 |  |  | -0.18003 | 41679.82
Gib Wall and Ceiling Linings | 186146 | [5 empty] | Gib Wall and Ceiling Linings | 48509.0913 | 44677.0515 | 92958.9282 |  |  | -0.9291 | 186145.0709
Stopping to Gib Wall and Ceilings | 66579 | [5 empty] | Stopping to Gib Wall and Ceilings | 18949.1327 | 15992.349 | 31637.3304 |  |  | -0.18785 | 66578.8121
Potters Rigitone Matrix Ceiling Lining | 48735 | [5 empty] | Potters Rigitone Matrix Ceiling Lining | 0 | 0 | 48735 |  |  | 0 | 48735
Ambitec (PF-01 and PF-02 to Wall and Bulkheads Only) | 135513 | [5 empty] | Ambitec (PF-01 and PF-02 to Wall and Bulkheads Only) | 38178.6036 | 29195.4028 | 68138.1353 |  |  | -0.85831 | 135512.1417
Featurecraft (TB-01 and TB-02) | 687105 | [5 empty] | Featurecraft (TB-01 and TB-02) | 276610.1226 | 201242.9922 | 209251.8803 |  |  | -0.0048782 | 687104.9951
Potters Aluminium, Doors, Glazing and Skirting | 326715 | [5 empty] | Potters Aluminium, Doors, Glazing and Skirting | 95019.673 | 80525.4202 | 151169.6078 |  |  | -0.29901 | 326714.701
Wall Covering: Asona Quicklock (FP-01) | 138546 | [5 empty] | Wall Covering: Asona Quicklock (FP-01) | 31037.5697 | 40717.699 | 66790.1129 |  |  | -0.61848 | 138545.3815
Total of all items priced |  |  |  | 2020428 |  |  |  | 583270.6763 | 465659.5342 | 971493.5102 |  |  | 2020423.7206 | 2020423.7206
* No allowance for GST
| Suspended Ceilings |  |  | Partitions | Insulation | Gib Wall and Ceiling Linings | Stopping to Gib Wall and Ceilings | Potters Rigitone Matrix Ceiling Lining | Ambitec (PF-01 and PF-02 to Wall and Bulkheads Only) | Featurecraft (TB-01 and TB-02) | Potters Aluminium, Doors, Glazing and Skirting | Wall Covering: Asona Quicklock (FP-01)
P&G - Admin / Supervision | 4515.5375 |  |  | 2939.5963 | 773.8673 | 3463.3787 | 1212.502 | 901.8299 | 2593.9368 | 13094.444 | 6142.5314 | 2656.472 | 38294.0957
P&G - Site Establishment | 2202.7012 |  |  | 1433.9494 | 377.4962 | 1689.453 | 591.4644 | 439.917 | 1265.335 | 6387.5337 | 2996.3568 | 1295.84 | 18680.0467
P&G - Access Equip | 550.6753 |  |  | 358.4873 | 94.3741 | 422.3632 | 147.8661 | 109.9793 | 316.3338 | 1596.8834 | 749.0892 | 323.96 | 4670.0117
P&G - Parking | 2876.91 |  |  | 2904.0347 | 699.705 | 2760.525 | 2310.12 | 970.3125 | 220.5 | 4037.3325 | 1633.2049 | 0 | 18412.6446
P&G | 0 |  |  | 0 | 0 | 0 | 0 | 0 | 0 | 0 | 0 | 0 | 0
Margin | 11520.7972 |  |  | 7551.5504 | 1984.7533 | 8864.051 | 3170.4196 | 2320.6869 | 4582.5362 | 23235.4346 | 15557.8429 | 4685.1095 | 83473.1817
Total | 21666.6212 |  |  | 15187.6181 | 3930.1959 | 17199.7709 | 7432.3721 | 4742.7255 | 8978.6417 | 48351.6282 | 27079.0251 | 8961.3815
[14 empty] | Hours/Week |  |  | Day
Labour Hours to Above | [16 empty] | 5
Level 4 | 123.13 |  |  | 421.6877 | 96.09 | 317.76 | 293.57 |  |  | 676.35 | 276.2993 |  | 2204.8871 | 42.5 | 51.8797 | 12.9699 | 64.8496 | 4 | Men
Level 5 | 31 |  |  | 355.7075 | 67.5 | 288.51 | 222.04 |  |  | 473.94 | 235.7943 |  | 1674.4918 | 42.5 | 39.3998 | 7.88 | 39.3998 | 5 | Men
Level 6 | 1124.4967 |  |  | 494.56 | 147.39 | 620.63 | 511.11 | 431.25 | 98 | 644.08 | 382.1295 |  | 4453.6462 | 42.5 | 104.7917 | 14.9702 | 74.8512 | 7 | Men
| 1278.6267 |  |  | 1271.9552 | 310.98 | 1226.9 | 1026.72 | 431.25 | 98 | 1794.37 | 894.2232 | 0 | 8333.0251
Job Duration | 4.5 |  |  | Onsite Supervise | 45 | 65 | 2925 | 13162.5 |  | 75 davy
|  |  |  | PM | 45 | 75 | 3375 | 15187.5 |  | 65 Jayden
|  |  |  | Parking PM |  |  |  | 1250
|  |  |  | QS | 22.5 | 75 | 1687.5 | 7593.75
37193.75
[7 empty] | Level 4 | 2026-07-01 | 2026-10-21
[7 empty] | Level 5 | 2026-07-01 | 2026-10-21
| Metro |  |  | SENT
| Bayglaze |  |  | SENT |  |  | Level 6 | 2026-07-24 | 2026-11-13
| Ambitec |  |  | SENT
| Featurecraft |  |  | SENT
| Total Doors |  |  | SENT
| Asona |  |  | SENT
| Alaska |  |  | 9th January
| Impact |  |  | 13th Janaury
| CBC |  |  | 9th January
| W&H |  |  | Friday 19th
Ceiling Access Hatches - Plasterboard (Supply & Install) | 530 x 530 Set Bead Ceiling Hatches |  |  | 262 | 12.0679 | 274.0679 | 13.7034 | 287.7713
Ceiling Access Hatches - Decorative or Perforated (Supply & Install) | 500 x 500 Hard Edge Hatch to Above |  |  | 365 | 16.8122 | 381.8122 | 19.0906 | 400.9028
Suspended Ceiling & Tiles (Supply & Install)
Plasterboard Ceiling (Supply & Install) | 13mm Standard Includes Stopping Level 4 |  |  | 24 | 1.1842 | 25.1842 | 1.2592 | 26.4434
|  |  |  | 9.35 | 0.67374 | 10.0237 | 0.50119 | 10.5249 | 36.9683
|  |  |  | 37.06 | 1.707 | 38.767 | 1.9384 | 40.7054 | 77.6737
Plasterboard Ceiling (Supply & Install) | 13mm Noiseline Includes Stopping Level 4 |  |  | 28.57 | 1.4096 | 29.9796 | 1.499 | 31.4786
|  |  |  | 9.35 | 0.67374 | 10.0237 | 0.50119 | 10.5249 | 42.0035
|  |  |  | 37.06 | 1.707 | 38.767 | 1.9384 | 40.7054 | 82.7089
NOTES:
Ceiling Access Hatches - Plasterboard (Supply & Install) | 287.77 |  | Plus GST | 530 x 530 Set Bead Ceiling Hatches
Ceiling Access Hatches - Decorative or Perforated (Supply & Install) | 400.909 |  | Plus GST | 500 x 500 Hard Edge Hatch to Above
Suspended Ceiling & Tiles (Supply & Install) | Tagged out of C-01A and C-01B, Mesh and Grid is bespoke so difficult to provide a m2
Plasterboard Ceiling (Supply & Install) | 77.6737 |  | Plus GST | 13mm Standard Includes Stopping Level 4 including grid @ 600 crs
Plasterboard Ceiling (Supply & Install) | 82.7089 |  | Plus GST | 13mm Noiseline Includes Stopping Level 4 including grid @ 600 crs
NOTES:
Ceiling Access Hatches - Plasterboard (Supply & Install) | 287.77 | each | Plus GST | 530 x 530 Set Bead Ceiling Hatches
Ceiling Access Hatches - Decorative or Perforated (Supply & Install) | 400.909 | each | Plus GST | 500 x 500 Hard Edge Hatch to Above
Suspended Ceiling & Tiles (Supply & Install) | 85 | m2 | Plus GST | Standard Tile Grid (Circa Rate, no specific seismic allowances)
Plasterboard Ceiling (Supply & Install) | 77.6737 | m2 | Plus GST | 13mm Standard Includes Stopping Level 4 including grid @ 600 crs
Plasterboard Ceiling (Supply & Install) | 82.7089 | m2 | Plus GST | 13mm Noiseline Includes Stopping Level 4 including grid @ 600 crs
PF-01 Plaster System | 250 | m2 | Plus GST | Circa Rate Plaster System Only (excludes substrate)

## Suspended Ceilings
Ceilings Unlimited
Craigs Investment Partners - Fitout
Tauranga
2026-01-21
Suspended Ceilings
50
Item | Description | Qty | Unit | Constant | Constant X Unit = Total HRS | $ Lab per Unit | Total Labour | Materials per Unit | Total Materials | Total Labour & Materials | Total Labour & Materials Per Unit | Total | % Complete | Claim
Level 4:
| (C-01A) | Nil
| (C-01B) | Basebuild - By Others |  | 661m2
| (C-02) Concealed Ceiling Grid @ 600 crs | 45 | m2 | 0.47 | 21.15 | 23.5 | 1057.5 | 30.68 | 1380.6 | 2438.1 | 54.18 | 2438.1 | 0% | 0
| Perimeter to Above | 116 | m
| (C-02) 530 x 530 Set Bead Ceiling Hatches to Above | 4 | no | 3 | 12 | 150 | 600 | 112 | 448 | 1048 | 262 | 1048 | 0% | 0
| (C-04) 50mm Autexquiet Space (AP04) | Nil, By Others |  | 183m2 | Basebuild?? Colour??
| Bulkhead 2900 - 3900 (Detail 9 - ID 502) | 41 | m | 1.55 | 63.55 | 77.5 | 3177.5 | 52.7319 | 2162.0086 | 5339.5086 | 130.2319 | 5339.5086 | 0% | 0
| Bulkhead 2900 - 3900 (Detail 4 - ID 502) | 13 | m | 1.55 | 20.15 | 77.5 | 1007.5 | 52.7319 | 685.5149 | 1693.0149 | 130.2319 | 1693.0149 | 0% | 0
| Bulkhead 2900 - 3900 (Detail 4 - ID 401) | 4 | m | 1.57 | 6.28 | 78.5 | 314 | 133.5629 | 534.2517 | 848.2517 | 212.0629 | 848.2517 | 0% | 0
Level 5:
| (C-01A) | Nil
| (C-01B) | Basebuild - By Others |  | 661m2
| (C-04) 50mm Autexquiet Space (AP04) | Nil, By Others |  | 98m2 | Basebuild?? Colour??
| Bulkhead 2900 - 3900 (Detail 9 - ID 502) | 20 | m | 1.55 | 31 | 77.5 | 1550 | 52.7319 | 1054.6383 | 2604.6383 | 130.2319 | 2604.6383 | 0% | 0
Level 6:
| (C-01A) | Basebuild - By Others |  | 39m2
| (C-01B) | Basebuild - By Others |  | 102m2
| (C-02) Concealed Grid @ 600 crs | 4 | m2 | 0.68 | 2.72 | 34 | 136 | 69.28 | 277.12 | 413.12 | 103.28 | 413.12 | 0% | 0
| Perimeter to Above | 19 | m
| (C-03) Concealed Grid @ 600 crs | 249 | m2 | 0.33 | 82.17 | 16.5 | 4108.5 | 20.56 | 5119.44 | 9227.94 | 37.06 | 9227.94 | 0% | 0
| Perimeter to Above | 300 | m
| Trim Out Service Penetrations | 47 | no | 1 | 47 | 50 | 2350 | 20 | 940 | 3290 | 70 | 3290 | 0% | 0
| (C-03) 530 x 530 Set Bead Ceiling Hatches to Above | 30 | no | 3 | 90 | 150 | 4500 | 112 | 3360 | 7860 | 262 | 7860 | 0% | 0
| Linear Tray Items in C-03 | 34 | m | Workings Below
| 12mm MDF Substrate and Packing | 34 | m | 0.5 | 17 | 25 | 850 | 30 | 1020 | 1870 | 55 | 1870 | 0% | 0
| Trim Services into Above | 34 | m | 0.25 | 8.5 | 12.5 | 425 | 0 | 0 | 425 | 12.5 | 425 | 0% | 0
| Paint Shadowline/Edge of MDF | 70 | m | 0.1 | 7 | 5 | 350 | 2 | 140 | 490 | 7 | 490 | 0% | 0
| Tray ex Industrial Sheet Metals | 34 | m | 0 | 0 | 0 | 0 | 100 | 3400 | 3400 | 100 | 3400 | 0% | 0
| Install Tray | 34 | m | 0.5 | 17 | 25 | 850 | 2.5 | 85 | 935 | 27.5 | 935 | 0% | 0
| (C-06) Illuminated Membrane and Frame | Nil, Supplied and Installed By Others
| Trim Openings to Above | 4 | no | 4.5 | 18 | 225 | 900 | 50 | 200 | 1100 | 275 | 1100 | 0% | 0
| Bronze Finishing Trim to Above, BR-01 (ID 363) | 4 | no | 5 | 20 | 250 | 1000 | 572 | 2288 | 3288 | 822 | 3288 | 0% | 0
| (C-08) Rondo Heavy Weight Grid 1200 x 600 | 164 | m2 | 0.25 | 41 | 12.5 | 2050 | 2 | 328 | 2378 | 14.5 | 2378 | 0% | 0
| Mains | 3 | packs | 0 | 0 | 0 | 0 | 254 | 762 | 762 | 254 | 762 | 0% | 0 | $236 + 7.5% freight
| Nogs | 5 | packs | 0 | 0 | 0 | 0 | 290 | 1450 | 1450 | 290 | 1450 | 0% | 0 | $269 + 7.5% freight
| EV Powdercoat to Grid | 1 | item | 1 | 1 | 50 | 50 | 3150 | 3150 | 3200 | 3200 | 3200 | 0% | 0 | 3 Mains and 5 Nogs
| Perimeter 20 x 40 - Mobile Workspace | 60 | m | 0.15 | 9 | 7.5 | 450 | 12 | 720 | 1170 | 19.5 | 1170 | 0% | 0
| Perimeter 90 x 40 - Board Room External Edge | 35 | m | 0.1 | 3.5 | 5 | 175 | 17 | 595 | 770 | 22 | 770 | 0% | 0
| Perimeter 20 x 40 - Board Room C-06 Edge | 32 | m | 0.15 | 4.8 | 7.5 | 240 | 12 | 384 | 624 | 19.5 | 624 | 0% | 0
| Perimeter - Columns | 4 | no | 0.5 | 2 | 25 | 100 | 100 | 400 | 500 | 125 | 500 | 0% | 0
| AMF Expanded Mesh Rhombic 4 1200 x 600 - Colour PC02 | 164 | m2 | 0.25 | 41 | 12.5 | 2050 | 158.21 | 25946.44 | 27996.44 | 170.71 | 27996.44 | 0% | 0
| Service Penetrations to Above | 1 | item | 0 | 0 | 0 | 0 | 2500 | 2500 | 2500 | 2500 | 2500 | 0% | 0
| EV Cut to Curves/Columns | 31 | no | 0.5 | 15.5 | 25 | 775 | 5 | 155 | 930 | 30 | 930 | 0% | 0
| EV Cut to C-06 | 4 | no | 2 | 8 | 100 | 400 | 5 | 20 | 420 | 105 | 420 | 0% | 0
| 50mm Autex Quietspace above Mesh | 164 | m2 | 0.15 | 24.6 | 7.5 | 1230 | 175 | 28700 | 29930 | 182.5 | 29930 | 0% | 0
| MDF Upstand/Surround - 100mm | 26 | m | 0.15 | 3.9 | 7.5 | 195 | 19.37 | 503.62 | 698.62 | 26.87 | 698.62 | 0% | 0
| (C-08) Ceiling Hatches to Above | Nil, Within Tiles Ceiling
| Two Way Back Braces | 12 | no | 1 | 12 | 50 | 600 | 86.38 | 1036.56 | 1636.56 | 136.38 | 1636.56 | 0% | 0
| (C-09) Concealed Grid @ 600 crs | 36 | m2 | 0.3 | 10.8 | 15 | 540 | 19.89 | 716.04 | 1256.04 | 34.89 | 1256.04 | 0% | 0
| Perimeter to Above | 27 | m
| Trim Out Service Penetrations | 2 | no | 1 | 2 | 50 | 100 | 20 | 40 | 140 | 70 | 140 | 0% | 0
| (C-09) 530 x 530 Set Bead Ceiling Hatches to Above | 4 | no | 3 | 12 | 150 | 600 | 112 | 448 | 1048 | 262 | 1048 | 0% | 0
| (C-10) Rondo Grid 1200 x 600 | 33 | m2 |  | 0 | 0 | 0 |  | 0 | 0 | 0 | 0 | 0% | 0
| Mains | 1 | packs | 0 | 0 | 0 | 0 | 214 | 214 | 214 | 214 | 214 | 0% | 0 | $199 + 7.5% freight
| Nogs | 1 | packs | 0 | 0 | 0 | 0 | 247 | 247 | 247 | 247 | 247 | 0% | 0 | $229 + 7.5% freight
| EV Powdercoat to Grid | 1 | item | 1 | 1 | 50 | 50 | 790 | 790 | 840 | 840 | 840 | 0% | 0
| Perimeter to Above | 28 | m | 0.15 | 4.2 | 7.5 | 210 | 12 | 336 | 546 | 19.5 | 546 | 0% | 0
| Perimeter - Columns | 1 | no | 0.5 | 0.5 | 25 | 25 | 100 | 100 | 125 | 125 | 125 | 0% | 0
| MDF Upstand/Surround - 200mm | 28 | m | 0.15 | 4.2 | 7.5 | 210 | 21.44 | 600.32 | 810.32 | 28.94 | 810.32 | 0% | 0
| AMF Expanded Mesh Rhombic 4 1200 x 600 - Colour PC02 | 33 | m2 | 0.25 | 8.25 | 12.5 | 412.5 | 158.21 | 5220.93 | 5633.43 | 170.71 | 5633.43 | 0% | 0
| Service Penetrations to Above | 1 | no | 0 | 0 | 0 | 0 | 500 | 500 | 500 | 500 | 500 | 0% | 0
| EV Cut to Curves/Columns | 11 | no | 0.5 | 5.5 | 25 | 275 | 5 | 55 | 330 | 30 | 330 | 0% | 0
| Autex Quietspace 50mm Black - Behind above Mesh | 33 | m2 | 0.15 | 4.95 | 7.5 | 247.5 | 175 | 5775 | 6022.5 | 182.5 | 6022.5 | 0% | 0
| (C-10) Ceiling Hatches to Above | Nil, Within Tiles Ceiling
| Two Way Wire Back Braces | 4 | no | 1.25 | 5 | 62.5 | 250 | 130 | 520 | 770 | 192.5 | 770 | 0% | 0
| (C-11) Concealed Grid @ 300 crs - WIDE FACE BATTEN | 204 | m2 | 0.35 | 71.4 | 17.5 | 3570 | 28.63 | 5840.52 | 9410.52 | 46.13 | 9410.52 | 0% | 0
| Perimeter to Above | 155 | m
| Trim Out Service Penetrations | 27 | no | 1 | 27 | 50 | 1350 | 20 | 540 | 1890 | 70 | 1890 | 0% | 0
| (C-11) 500 x 500 Hard Edge Hatch to Above | 23 | no | 3.5 | 80.5 | 175 | 4025 | 190 | 4370 | 8395 | 365 | 8395 | 0% | 0
| Two Way Back Braces | 12 | no | 1 | 12 | 50 | 600 | 86.38 | 1036.56 | 1636.56 | 136.38 | 1636.56 | 0% | 0
| EV to Core Koolterm/Gib to pick up Fixing | 1 | item | 40 | 40 | 2000 | 2000 | 400 | 400 | 2400 | 2400 | 2400 | 0% | 0
| Bulkhead 3000 - 4400 (Detail 4 - ID 401) | 4 | m | 1.6367 | 6.5467 | 81.8333 | 327.3333 | 92.1583 | 368.6333 | 695.9667 | 173.9917 | 695.9667 | 0% | 0
| Bulkhead 3000 - 4400 (Sides of Ceiling C-10) | 18 | m | 1.6367 | 29.46 | 81.8333 | 1473 | 92.1583 | 1658.85 | 3131.85 | 173.9917 | 3131.85 | 0% | 0
| Perimeter Bulkhead Structure - Level 6 | 106 | m | 1.45 | 153.7 | 72.5 | 7685 | 62.89 | 6666.34 | 14351.34 | 135.39 | 14351.34 | 0% | 0
| EV Bridging to Purlin Area for Structure | 1 | item | 0 | 0 | 0 | 0 | 2500 | 2500 | 2500 | 2500 | 2500 | 0% | 0
| Custom Blind Pelmet to Above | 106 | m | 0.3 | 31.8 | 15 | 1590 | 120 | 12720 | 14310 | 135 | 14310 | 0% | 0
| Structure to Coffer Detail to Central bank of Rooms - Detail 6 ID 502 | 60 | m | 1.6 | 96 | 80 | 4800 | 70 | 4200 | 9000 | 150 | 9000 | 0% | 0
| MDF Shadow to Above | 60 | m | 0.35 | 21 | 17.5 | 1050 | 23.84 | 1430.4 | 2480.4 | 41.34 | 2480.4 | 0% | 0
| Bronze Edge | 60 | m | 0.35 | 21 | 17.5 | 1050 | 155 | 9300 | 10350 | 172.5 | 10350 | 0% | 0
[5 empty] | 1278.6267 |  | 63931.3333 |  | 156338.7868
| Total of above | [10 empty] | 220270.1202 |  | 0
Miscellaneous
| P&G - Admin / Supervision |  | Sum | [7 empty] | 2.05% | 4515.5375 |  | 0
| P&G - Site Establishment |  | Sum | [7 empty] | 1% | 2202.7012 |  | 0
| P&G - Access Equip |  | Sum | [7 empty] | 0.25% | 550.6753 |  | 0
| P&G - Parking |  | Sum | [7 empty] | 1.306% | 2876.91
| P&G |  | Sum | [10 empty] | 0
| Sub total | [10 empty] | 230415.9441 |  | 0
| Margin | [9 empty] | 5% | 11520.7972 |  | 0
| TOTAL OF SUSPENDED CEILINGS | [10 empty] | 241937 | 0% | 0 |  |  | 218089
[13 empty] | 4.606% |  | 5% |  | 183827
[6 empty] | Parking |  |  |  | 123.13 | LEVEL 4 | 11366.8752 | 523.5677 | 11890.4428 | 594.5221 | 12484.965 | 34262
Man
[6 empty] | 159.8283 | 1 |  |  | 31 | LEVEL 5 | 2604.6383 | 119.9718 | 2724.6101 | 136.2305 | 2860.8406
[6 empty] | 159.8283 | 18 | 2876.91
[10 empty] | 1124.4967 | LEVEL 6 | 206298.6067 | 9502.2845 | 215800.8912 | 10790.0446 | 226590.9357
[10 empty] | 1278.6267 |  | 220270.1202 |  |  |  | 241936.7413
| Rate build for travel by car | [6 empty] | Rate build for travel by car
| Travel there and back based on 4 | [6 empty] | Travel there and back based on 1
| hrs travel per person | Rate /Km | Total | Number of people |  |  |  | hrs travel per person | Rate /Km | Total | Number of people
| 1 | 55 | 55 | 110 | 2 |  |  | 4 | 55 | 220 | 440 | 2
| km |  |  | There and back |  |  |  | km |  |  | There and back
| 0.7 |  |  | 0 |  |  |  | 0.7 | 310 |  | 217
| Amount of trips needed |  |  | 110 |  |  |  | Amount of trips needed |  |  | 657
| 2 |  |  | 220 |  |  |  | 1 |  |  | 657
| Accom/per day | days |  | Times amount of people |  |  |  | Accom/per day | days |  | Times amount of people
|  |  | 0 | 0 |  |  |  | 125 | 4 | 500 | 1000
|  |  |  | 220 | [6 empty] | 1657
|  |  | Parking | 150.4267 | 2632.4667 | $17.50 per day

## WORKINGS_Ceilngs
Loadin
3 Mains and 5 Nogs | Mains | 3 | 20 | 60 | 20 | 1200 |  |  | C-08 | 164 | m2 | 223656 | 1363.7561 | 7 | 1370.7561 | 224804
| Nogs | 5 | 60 | 300 | 6.5 | 1950 | 3150 |  | C-10 | 33 | m2 | 45004 | 1363.7576 | 7 | 1370.7576 | 45235
1 Mains and 1 Nogs | Mains | 1 | 20 | 20 | 20 | 400 | [5 empty] | 268660 |  |  |  | 270039
| Nogs | 1 | 60 | 60 | 6.5 | 390 | 790
[5 empty] | Wires | [7 empty] | 1.05 |  |  | Loadin
Suspended system Rondo |  |  |  | Dis between TCR | Across TCR wire |  |  |  | C-08 | 164 | m2 | 227 | 238.35 | 70.73 | 31 | 7 | 108.73 | 25915.7955
28mm furring channel @ | 0.6 |  | TCR spacing | 1.2 | 1.2 |  |  |  | C-10 | 33 | m2 | 46 | 48.3 | 70.73 | 31 | 7 | 108.73 | 5251.659
40 x 40 | 27
M2 | 36 |  | Total furring LM | Total Perim LM | M2 of ceiling |  |  |  |  | 197 |  |  | 286.65 |  |  |  |  | 31167.4545 | 108.73 | per tile
Material |  |  | 60 | 27 | 36 | [13 empty] | 158.2104 | per m2
| $/m | [6 empty] | SRP
|  | Area | M/No | Total | Waste |  |  | List
28mm furring channel | 3.01 | Change on spacings | 60 | 180.6 |  |  | 28mm Furring | 3.01
Joiner | 1.2 | 2.16 | 16.6667 | 20 |  |  | Joiner | 1.2
Locking clip | 0.49 | 0.72 | 50 | 24.5 |  |  | Locking Clip | 0.49
TCR .75 BMT | 4.04 | 1.2 | 30 | 121.2 |  |  | TCR 0.75 | 4.04 |  | 127 or 128 |  | 125 | 129
Hanging wire | 100 |  | 1 | 100
Fixings (to substrate) | 2 |  | 25 | 50
Wall Track/Angle | 5.67 |  | 27 | 153.09 |  |  | Wall Track 141 | 5.67
|  |  |  | 649.39 |  |  | 40 x 40 x 1.15 Angle | 4.87
Material cost per m2 | 18.0386
Fixings (screws) | 0.015
Unload | 0.03
18.0836
waste 5% | 1.8084
Material cost per m2 | 19.892
lab rate
52
Labour per m as per rates |  | m/hr
Furring channel | 2.08 | 25 | 124.8
TCR | 5.2 | 10 | 156
Fixings | 4.3333 | 12 | 108.3333
40 x 40 | 5.2 | 10 | 140.4
529.5333
Labour cost per m2 | 14.7093 | 0.28287
| 34.6012 | m2 | Total cost per m2
Total cost of ceiling job is |  |  | 1245.6443
Cost per m2
Material | 19.892 | m2
Labour | 14.7093 | m2 | 529.5333 | 10.1833 | hrs
Wires
Suspended system Rondo |  |  |  | Dis between TCR | Across TCR wire
28mm furring channel @ | 0.3 |  | TCR spacing | 1.2 | 1.2
40 x 40 | 155
M2 | 204 |  | Total furring LM | Total Perim LM | M2 of ceiling
Material |  |  | 680 | 155 | 204
| $/m | [6 empty] | SRP
|  | Area | M/No | Total | Waste |  |  | List
28mm furring channel **WIDE FACE** | 4.04 | Change on spacings | 680 | 2747.2 |  |  | 28mm Furring | 4.04 | WIDE FACE
Joiner | 1.2 | 1.08 | 188.8889 | 226.6667 |  |  | Joiner | 1.2
Locking clip | 0.49 | 0.36 | 566.6667 | 277.6667 |  |  | Locking Clip | 0.49
TCR .75 BMT | 4.04 | 1.2 | 170 | 686.8 |  |  | TCR 0.75 | 4.04 |  | 127 or 128 |  | 125 | 129
Hanging wire | 100 |  | 2 | 200
Fixings (to substrate) | 2 |  | 141.6667 | 283.3333
Wall Track/Angle | 5.67 |  | 155 | 878.85 |  |  | Wall Track 141 | 5.67
|  |  |  | 5300.5167 |  |  | 40 x 40 x 1.15 Angle | 4.87
Material cost per m2 | 25.9829
Fixings (screws) | 0.015
Unload | 0.03
26.0279
waste 5% | 2.6028
Material cost per m2 | 28.6307
lab rate
52
Labour per m as per rates |  | m/hr
Furring channel | 2.08 | 25 | 1414.4
TCR | 5.2 | 10 | 884
Fixings | 4.3333 | 12 | 613.8889
40 x 40 | 5.2 | 10 | 806
3718.2889
Labour cost per m2 | 18.2269 | 0.35052
| 46.8576 | m2 | Total cost per m2
Total cost of ceiling job is |  |  | 9558.9552
Cost per m2
Material | 28.6307 | m2
Labour | 18.2269 | m2 | 3718.2889 | 71.5056 | hrs
Job Name | [5 empty] | 10% | Waste
total sqm | 164 | m2 |  | Standard grid |  | 2.5% | Freight
Cost Plus Margin |  |  |  | Nett cost |  | 12.5%
admin |  |  |  | Wall angle |  | 0
hourly rate | 65 |  |  | Mains | 3.68 | 4.1584
wall trim |  | m |  | 1200 Nogs | 4.21 | 4.7573
tile type |  |  |  | Tiles |  | 0
tile price |  | per tile
Module | 1200 x 600
Total Cost | 3890.04
Total Revenue | 3890.04 | Price
Profit | 0
Standard grid
Peakform |  |  | Waste 10% on product include in cost
Adminstration |  |  | COST | 0 | HOURS | COST | 50
BPT1932H | 0 | m | 0 | 0
BP734042P | 147.6 | m | 3.68 | 543.168 | 5.904 | 295.2
BP313052P | 295.2 | m | 4.21 | 1242.792 | 11.808 | 590.4
Wire | 1 | ea | 100 | 100 |  | 0
Fixings | 108.24 | ea | 2 | 216.48 | 18.04 | 902
Grid Only | 3890.04 |  |  | 2102.44 |  | 1787.6 | Constant
| 23.7198 | M2 | mat | 12.8198 | lab | 10.9 | 0.218
Ceiling Tiles | 227.7778 | ea | 0 | 0 | 10.9333 | 0
Tiles Only | 0 | [6 empty] | Constant
| 0 | M2 | mat | 0 | lab | 0 | m2 | 0
[5 empty] | 46.6853 | tot hours
Cost | 23.7198 | M2
mat
|  |  | 2102.44 |  |  | Actual cost of ceiling
| 54.05% |  | 12.8198 | m2 |  | 12.8198 | m2
lab
|  |  | 1787.6 |  |  | Contract rate
| 45.95% |  | 10.9 | m2 |  | 6.5
Actual cost
23.7198
|  | Contract cost | 24 |  |  | 19.3198
[6 empty] | 4.6802 | difference
|  | P&G | 0.94879 |  |  | 767.56 | gain from contract rate
|  | Loading | 0.4744
|  | Margin | 2.372
51.5149
|  |  |  | Cutting sheets into strips |  | Rate
|  |  |  | mat |  | 52
|  |  | 188 EX KKBS | 1200 X 2400 sheet cost | 57 | Width of the strips
|  |  |  | LM needed | 28 |  | 0.2 | mm
[6 empty] | Sheet width | 1.2
[6 empty] | Sheet len | 2.4
6
[6 empty] | Ttl LM per sheet | 14.4
strips needed
Sheets needed
2
|  |  |  | Total mat | 114
|  |  |  | Div into LM | 4.0714
|  |  |  | Fixings to sheet screws/nails | 1.3
|  |  |  | Glue | 1
6.3714
|  |  |  | waste 10% | 0.63714 |  | mat
|  |  |  | ttl mat | 7.0086 |  | 7.0086
Lab
|  |  |  | Allow to cut into strips allow min per strip |  | cost per strip
|  |  |  | 10 |  | 8.6667 | 0.16667
|  |  |  | No of strips needed |  | 11.6667
101.1111
|  |  |  | Ttl above per LM | 3.6111
Lab to fit
|  |  |  | Say 10 min per LM |  |  | Lab
|  |  |  | 0.16 | 8.32 |  | 11.9311
|  |  |  | Total | 18.9397 | LM | 6.4244 | hrs
|  |  |  | Plus Loadin and Handling | 2.5
21.4397
|  |  |  | Cutting sheets into strips |  | Rate
|  |  |  | mat |  | 52
|  |  | 188 EX KKBS | 1200 X 2400 sheet cost | 57 | Width of the strips
|  |  |  | LM needed | 26 |  | 0.1 | mm
[6 empty] | Sheet width | 1.2
[6 empty] | Sheet len | 2.4
12
[6 empty] | Ttl LM per sheet | 28.8
strips needed
Sheets needed
1
|  |  |  | Total mat | 57
|  |  |  | Div into LM | 2.1923
|  |  |  | Fixings to sheet screws/nails | 1.3
|  |  |  | Glue | 1
4.4923
|  |  |  | waste 10% | 0.44923 |  | mat
|  |  |  | ttl mat | 4.9415 |  | 4.9415
Lab
|  |  |  | Allow to cut into strips allow min per strip |  | cost per strip
|  |  |  | 10 |  | 8.6667 | 0.16667
|  |  |  | No of strips needed |  | 10.8333
93.8889
|  |  |  | Ttl above per LM | 3.6111
Lab to fit
|  |  |  | Say 10 min per LM |  |  | Lab
|  |  |  | 0.16 | 8.32 |  | 11.9311
|  |  |  | Total | 16.8726 | LM | 5.9656 | hrs
|  |  |  | Plus Loadin and Handling | 2.5
19.3726
|  | Grid Lock brace | [5 empty] | mat
|  | Grid lock brace |  |  |  | 45
|  | 92mm x 0.75 steel stud | 6 | m | 5.23 | 31.38 |  | 86.38
|  | Compression posts (change height) | 1.5
|  | Angled braces 2 x roughly 50% more in len than comp post | 4.5
|  | Fixings |  |  |  | 10 |  | lab
|  | Labour | 1 | hr | 52 | 52 |  | 52
138.38
| m10 Thraded Rod | 1.5 | m | 15
| Brackets | 2 | no | 10
| Fixings | 3 | no | 1.75
| GS10 Gripples | 3 | no | 100
126.75
[16 empty] | Rondo |  | SRP
[16 empty] | List | Job Special | List | Job Special
[13 empty] | 92mm x 1.15 Head Track |  |  |  |  | 10.17
[13 empty] | 92mm x 1.15 DHT | 375 l/m |  |  |  | 11.4
[13 empty] | 92mm x 0.75 DHT |  |  |  |  | 6.13
[13 empty] | 92mm x 0.75 Stud | 4500 l/m |  |  |  | 5.23
[13 empty] | 92mm x 0.70 Base Track | 375 l/m |  |  |  | 5.23
[13 empty] | 92mm Nogging Track |  |  |  |  | 8.48
[13 empty] | 64mm x 0.75 DHT |  |  |  |  | 5.67
[13 empty] | 64mm Nogging Track |  |  |  |  | 6.5
[13 empty] | 64mm x 0.55 Head Track |  |  |  |  | 2.89
[13 empty] | 64mm x 0.70 Stud |  |  |  |  | 4.71
[13 empty] | BC90 Brackets |  |  |  |  | 4.85
[13 empty] | BC45 Brackets |  |  |  |  | 4.85
[13 empty] | 90 x 45 SG8 |  | 3.8
[13 empty] | Hilti Hus 4-H 70mm |  | 1.7
| ID 502 Detail 9 | 1 | LENGTH | 1 | HEIGHT | 50
[14 empty] | Rate | Wastage |  | Loadin
1.05
| 64mm x 0.55 Head Track & Bottom Track | 2 | m | 0.15 | 0.3 | 7.5 | 15 | 3.2845 | 6.569 | 21.569 | 10.7845 | 21.569 |  | 2.89 | 3.0345 | 3.0345 | 0.25 | 3.2845
| Hilti Hus 4-H 70mm Fixing to above | 1.6667 | no | 0.1 | 0.16667 | 5 | 8.3333 | 1.7 | 2.8333 | 11.1667 | 6.7 | 11.1667 |  |  | 0 | 0 | 0.25 | 0.25
| 64 x 0.70 Dropper Stud | 1.6667 | m | 0.1 | 0.16667 | 5 | 8.3333 | 5.1955 | 8.6592 | 16.9925 | 10.1955 | 16.9925 |  | 4.71 | 4.9455 | 4.9455 | 0.25 | 5.1955
| 64mm x 0.75 Brace | 2.5 | m | 0.1 | 0.25 | 5 | 12.5 | 5.1955 | 12.9887 | 25.4887 | 10.1955 | 25.4887 |  | 4.71 | 4.9455 | 4.9455 | 0.25 | 5.1955
| BC45 Brackets | 3.3333 | no | 0.15 | 0.5 | 7.5 | 25 | 5.3425 | 17.8083 | 42.8083 | 12.8425 | 42.8083 |  | 4.85 | 5.0925 | 5.0925 | 0.25 | 5.3425
| Hilti Hus 4-H 70mm Fixing to above | 1.6667 | no | 0.1 | 0.16667 | 5 | 8.3333 | 1.7 | 2.8333 | 11.1667 | 6.7 | 11.1667 |  |  | 0 | 0 |  | 0
| Teks | 40 | no | 0 | 0 | 0 | 0 | 0.026 | 1.04 | 1.04 | 0.026 | 1.04 |  |  | 0 | 0 |  | 0
[5 empty] | 1.55 |  | 77.5 |  | 52.7319 |  |  | 130.2319
| ID 401 Detail 4 (P13) | 1 | LENGTH | 1 | HEIGHT | 50
[14 empty] | Rate | Wastage |  | Loadin
1.05
| BC90 | 1.6667 | no | 0.07 | 0.11667 | 3.5 | 5.8333 | 5.3425 | 8.9042 | 14.7375 | 8.8425 | 14.7375 |  | 4.85 | 5.0925 | 5.0925 | 0.25 | 5.3425
| Hilti Hus 4-H 70mm Fixing to above | 1.6667 | no | 0.1 | 0.16667 | 5 | 8.3333 | 1.7 | 2.8333 | 11.1667 | 6.7 | 11.1667 |  |  | 0 | 0 | 0.25 | 0.25
| 64 x 0.70 Dropper Stud | 1.6667 | m | 0.1 | 0.16667 | 5 | 8.3333 | 5.1955 | 8.6592 | 16.9925 | 10.1955 | 16.9925 |  | 4.71 | 4.9455 | 4.9455 | 0.25 | 5.1955
| BC45 | 1.6667 | no | 0.07 | 0.11667 | 3.5 | 5.8333 | 5.3425 | 8.9042 | 14.7375 | 8.8425 | 14.7375 |  | 4.85 | 5.0925 | 5.0925 | 0.25 | 5.3425
| Hilti Hus 4-H 70mm Fixing to above | 1.6667 | no | 0.1 | 0.16667 | 5 | 8.3333 | 1.7 | 2.8333 | 11.1667 | 6.7 | 11.1667 |  |  | 0 | 0 | 0.25 | 0.25
| 64 x 0.70 Dropper Stud - Brace | 2.5 | m | 0.1 | 0.25 | 5 | 12.5 | 5.1955 | 12.9887 | 25.4887 | 10.1955 | 25.4887 |  | 4.71 | 4.9455 | 4.9455 | 0.25 | 5.1955
| Deflok | 1.6667 | no | 0.25 | 0.41667 | 12.5 | 20.8333 | 50 | 83.3333 | 104.1667 | 62.5 | 104.1667 |  |  | 0 | 0 | 0.25 | 0.25
| 90 x 45 SG8 Timber Support | 1 | m | 0.17 | 0.17 | 0 | 0 | 4.24 | 4.24 | 4.24 | 4.24 | 4.24 |  | 3.8 | 3.99 | 3.99 | 0.25 | 4.24
| Teks | 33.3333 | no | 0 | 0 | 0 | 0 | 0.026 | 0.86667 | 0.86667 | 0.026 | 0.86667 |  |  | 0 | 0 |  | 0
[5 empty] | 1.57 |  | 70 |  | 133.5629 |  |  | 203.5629
| ID 401 Detail 4 (P13) | 1 | LENGTH | 1.4 | HEIGHT | 0
[14 empty] | Rate | Wastage |  | Loadin
1.05
| BC90 | 1.6667 | no | 0.07 | 0.11667 | 3.5 | 5.8333 | 0.25 | 0.41667 | 6.25 | 3.75 | 6.25 |  | 0 | 0 | 0 | 0.25 | 0.25
| Hilti Hus 4-H 70mm Fixing to above | 1.6667 | no | 0.1 | 0.16667 | 5 | 8.3333 | 1.7 | 2.8333 | 11.1667 | 6.7 | 11.1667 |  |  | 0 | 0 | 0.25 | 0.25
| 64 x 0.70 Dropper Stud | 2.3333 | m | 0.1 | 0.23333 | 5 | 11.6667 | 0.25 | 0.58333 | 12.25 | 5.25 | 12.25 |  | 0 | 0 | 0 | 0.25 | 0.25
| BC45 | 1.6667 | no | 0.07 | 0.11667 | 3.5 | 5.8333 | 0.25 | 0.41667 | 6.25 | 3.75 | 6.25 |  | 0 | 0 | 0 | 0.25 | 0.25
| Hilti Hus 4-H 70mm Fixing to above | 1.6667 | no | 0.1 | 0.16667 | 5 | 8.3333 | 1.7 | 2.8333 | 11.1667 | 6.7 | 11.1667 |  |  | 0 | 0 | 0.25 | 0.25
| 64 x 0.70 Dropper Stud - Brace | 2.5 | m | 0.1 | 0.25 | 5 | 12.5 | 0.25 | 0.625 | 13.125 | 5.25 | 13.125 |  | 0 | 0 | 0 | 0.25 | 0.25
| Deflok | 1.6667 | no | 0.25 | 0.41667 | 12.5 | 20.8333 | 50 | 83.3333 | 104.1667 | 62.5 | 104.1667 |  |  | 0 | 0 | 0.25 | 0.25
| 90 x 45 SG8 Timber Support | 1 | m | 0.17 | 0.17 | 0 | 0 | 0.25 | 0.25 | 0.25 | 0.25 | 0.25 |  | 0 | 0 | 0 | 0.25 | 0.25
| Teks | 33.3333 | no | 0 | 0 | 0 | 0 | 0.026 | 0.86667 | 0.86667 | 0.026 | 0.86667 |  |  | 0 | 0 |  | 0
[5 empty] | 1.6367 |  | 73.3333 |  | 92.1583 |  |  | 165.4917

## Partitions
Ceilings Unlimited
Craigs Investment Partners - Fitout
Tauranga
2026-01-21
Partitions
50
Item | Description | Qty | Unit | Constant | Constant X Unit = Total HRS | $ Lab per Unit | Total Labour | Materials per Unit | Total Materials | Total Labour & Materials | Total Labour & Materials Per Unit | Total | % Complete | Claim
Level 4:
| (P-10) Potters Aluminium Glazing | Refer Potters Trade
| (P-10) Bulkhead Structure | 4 | m | 1.977 | 7.908 | 98.85 | 395.4 | 87.1417 | 348.567 | 743.967 | 185.9917 | 743.967 | 0% | 0
| 13mm Gib Overlay to Above | 4 | m | 0.15 | 0.6 | 7.5 | 30 | 3.5 | 14 | 44 | 11 | 44 | 0% | 0
| (P-11) Potters Aluminium Glazing | Refer Potters Trade
| (P-11) Bulkhead Structure | 23 | m | 1.977 | 45.471 | 98.85 | 2273.55 | 87.1417 | 2004.26 | 4277.81 | 185.9917 | 4277.81 | 0% | 0
| MDF Capping Strip - 242mm Wide | Not Required, Refer Brevity Design
| 13mm Gib Overlay to Above | 23 | m | 0.15 | 3.45 | 7.5 | 172.5 | 3.5 | 80.5 | 253 | 11 | 253 | 0% | 0
| (P-13) | Refer Potters Trade/Suspended Ceilings | [14 empty] | 82
| (P-20A) Bulkhead Structure | 9 | m | 0.72042 | 6.4837 | 36.0208 | 324.1875 | 32.0296 | 288.2663 | 612.4538 | 68.0504 | 612.4538 | 0% | 0 |  |  | 92 x 0.75 Stud | 1.15
| (P-20A) 92mm x 0.75 Stud @ 400 crs with 1.15 Head Track and 0.70 Base Track with Nogging Track | 34 | m2 | 0.4 | 13.6 | 20 | 680 | 22.55 | 766.7 | 1446.7 | 42.55 | 1446.7 | 0% | 0 | 9 | 3.9 | 87.75
| (P-21S) 92mm x 0.75 Stud @ 400 crs with 1.15 Head Track and 0.70 Base Track | 19 | m2 | 0.44 | 8.36 | 22 | 418 | 25.23 | 479.37 | 897.37 | 47.23 | 897.37 | 0% | 0 | 7 | 2.95 | 51.625
| (P-21) 92mm x 0.75 Stud @ 400 crs with 1.15 Head Track and 0.70 Base Track | 141 | m2 | 0.43 | 60.63 | 21.5 | 3031.5 | 24.41 | 3441.81 | 6473.31 | 45.91 | 6473.31 | 0% | 0 | 48 | 2.95 | 354
| (P-21A) 92mm x 0.75 Stud @ 400 crs with 1.15 Head Track and 0.70 Base Track | 27 | m2 | 0.43 | 11.61 | 21.5 | 580.5 | 25.02 | 675.54 | 1256.04 | 46.52 | 1256.04 | 0% | 0 | 9 | 2.95 | 66.375
| MDF Capping Strip - 241mm Wide | 9 | m | 0.25 | 2.25 | 12.5 | 112.5 | 23.84 | 214.56 | 327.06 | 36.34 | 327.06 | 0% | 0
| 13mm Gib Overlay to Above | 9 | m | 0.15 | 1.35 | 7.5 | 67.5 | 3.5 | 31.5 | 99 | 11 | 99 | 0% | 0
| (P-23) 92mm x 0.75 Stud @ 400 crs with 0.70 Head Track and 0.70 Base Track | 84 | m2 | 0.42 | 35.28 | 21 | 1764 | 22.62 | 1900.08 | 3664.08 | 43.62 | 3664.08 | 0% | 0 | 29 | 2.95 | 213.875
| (P-23S) 92mm x 0.75 Stud @ 400 crs with 0.70 Head Track and 0.70 Base Track | 12 | m2 | 0.45 | 5.4 | 22.5 | 270 | 24.11 | 289.32 | 559.32 | 46.61 | 559.32 | 0% | 0 | 4 | 2.95 | 29.5
| (P-23AS) 92mm x 0.75 Stud @ 400 crs with 1.15 Head Track and 0.70 Base Track | 12 | m2 | 0.45 | 5.4 | 22.5 | 270 | 24.42 | 293.04 | 563.04 | 46.92 | 563.04 | 0% | 0 | 4 | 2.9 | 29
| MDF Capping Strip - 228mm Wide | 4 | m | 0.25 | 1 | 12.5 | 50 | 23.84 | 95.36 | 145.36 | 36.34 | 145.36 | 0% | 0
| 13mm Gib Overlay to Above | 4 | m | 0.15 | 0.6 | 7.5 | 30 | 3.5 | 14 | 44 | 11 | 44 | 0% | 0
| (P-23A) 92mm x 0.75 Stud @ 400 crs with 1.15 Head Track and 0.70 Base Track | 74 | m2 | 0.43 | 31.82 | 21.5 | 1591 | 23 | 1702 | 3293 | 44.5 | 3293 | 0% | 0 | 25 | 2.9 | 181.25
| MDF Capping Strip - 228mm Wide | 25 | m | 0.25 | 6.25 | 12.5 | 312.5 | 23.84 | 596 | 908.5 | 36.34 | 908.5 | 0% | 0
| 13mm Gib Overlay to Above | 25 | m | 0.15 | 3.75 | 7.5 | 187.5 | 3.5 | 87.5 | 275 | 11 | 275 | 0% | 0
| (P-23B) Bulkhead Structure | 11 | m | 1.005 | 11.055 | 50.25 | 552.75 | 32.2389 | 354.6284 | 907.3784 | 82.4889 | 907.3784 | 0% | 0
| (P-23B) 92mm x 0.75 Stud @ 400 crs with 1.15 Head Track and 0.70 Base Track | 31 | m2 | 0.44 | 13.64 | 22 | 682 | 25.25 | 782.75 | 1464.75 | 47.25 | 1464.75 | 0% | 0 | 11 | 2.9 | 79.75
| MDF Capping Strip - 228mm Wide | 11 | m | 0.25 | 2.75 | 12.5 | 137.5 | 23.84 | 262.24 | 399.74 | 36.34 | 399.74 | 0% | 0
| 13mm Gib Overlay to Above | 11 | m | 0.15 | 1.65 | 7.5 | 82.5 | 3.5 | 38.5 | 121 | 11 | 121 | 0% | 0
| Trackloks - Part Height Walls | 43 | no | 0.75 | 32.25 | 37.5 | 1612.5 | 85.17 | 3662.31 | 5274.81 | 122.67 | 5274.81 | 0% | 0
| Trackloks - TB-02 | Refer Featurecraft Trade
| Bridge to Confloor | 9 | m | 0.25 | 2.25 | 12.5 | 112.5 | 15 | 135 | 247.5 | 27.5 | 247.5 | 0% | 0
| EV Stud to Corners/Intersections | 492 | m | 0.09 | 44.28 | 4.5 | 2214 | 5.61 | 2760.12 | 4974.12 | 10.11 | 4974.12 | 0% | 0
| Plywood Support/Nogging - TV's | 7 | item | 1.5 | 10.5 | 75 | 525 | 139 | 973 | 1498 | 214 | 1498 | 0% | 0
| Plywood Support/Nogging - Focus Shelf | 6 | item | 1 | 6 | 50 | 300 | 70 | 420 | 720 | 120 | 720 | 0% | 0
| Horizontal Nogging to pick up Featurecarft TB.01 | 136 | m | 0.1 | 13.6 | 5 | 680 | 10.1 | 1373.6 | 2053.6 | 15.1 | 2053.6 | 0% | 0
| Battening to Columns to take Curveline | 13 | no | 2.5 | 32.5 | 125 | 1625 | 175 | 2275 | 3900 | 300 | 3900 | 0% | 0
Level 5:
| (P-10) Potters Aluminium Glazing | Refer Potters Trade
| (P-10) Bulkhead Structure | 14 | m | 1.977 | 27.678 | 98.85 | 1383.9 | 87.1417 | 1219.9843 | 2603.8843 | 185.9917 | 2603.8843 | 0% | 0
| 13mm Gib Overlay to Above | 14 | m | 0.15 | 2.1 | 7.5 | 105 | 3.5 | 49 | 154 | 11 | 154 | 0% | 0
| (P-11) Potters Aluminium Glazing | Refer Potters Trade
| (P-11) Bulkhead Structure | 11 | m | 1.977 | 21.747 | 98.85 | 1087.35 | 87.1417 | 958.5591 | 2045.9091 | 185.9917 | 2045.9091 | 0% | 0
| MDF Capping Strip - 242mm Wide | Not Required, Refer Brevity Design
| 13mm Gib Overlay to Above | 11 | m | 0.15 | 1.65 | 7.5 | 82.5 | 3.5 | 38.5 | 121 | 11 | 121 | 0% | 0
| (P-20) 92mm x 0.75 Stud @ 400 crs with 1.15 Head Track and 0.70 Base Track with Nogging Track | 114 | m2 | 0.4 | 45.6 | 20 | 2280 | 22.06 | 2514.84 | 4794.84 | 42.06 | 4794.84 | 0% | 0 | 29 | 3.9 | 282.75
| (P-20A) Bulkhead Structure | 18 | m | 0.72042 | 12.9675 | 36.0208 | 648.375 | 32.0296 | 576.5325 | 1224.9075 | 68.0504 | 1224.9075 | 0% | 0
| (P-20A) 92mm x 0.75 Stud @ 400 crs with 1.15 Head Track and 0.70 Base Track with Nogging Track | 72 | m2 | 0.4 | 28.8 | 20 | 1440 | 22.2 | 1598.4 | 3038.4 | 42.2 | 3038.4 | 0% | 0 | 18 | 3.9 | 175.5
| (P-21) 92mm x 0.75 Stud @ 400 crs with 1.15 Head Track and 0.70 Base Track | 84 | m2 | 0.43 | 36.12 | 21.5 | 1806 | 24.68 | 2073.12 | 3879.12 | 46.18 | 3879.12 | 0% | 0 | 29 | 2.95 | 213.875
| (P-21A) 92mm x 0.75 Stud @ 400 crs with 1.15 Head Track and 0.70 Base Track | 16 | m2 | 0.45 | 7.2 | 22.5 | 360 | 25.99 | 415.84 | 775.84 | 48.49 | 775.84 | 0% | 0 | 5 | 2.9 | 36.25
| MDF Capping Strip - 241mm Wide | 5 | m | 0.25 | 1.25 | 12.5 | 62.5 | 23.84 | 119.2 | 181.7 | 36.34 | 181.7 | 0% | 0
| 13mm Gib Overlay to Above | 5 | m | 0.15 | 0.75 | 7.5 | 37.5 | 3.5 | 17.5 | 55 | 11 | 55 | 0% | 0
| (P-23) 92mm x 0.75 Stud @ 400 crs with 0.70 Head Track and 0.70 Base Track | 15 | m2 | 0.44 | 6.6 | 22 | 330 | 23.6 | 354 | 684 | 45.6 | 684 | 0% | 0 | 5 | 2.95 | 36.875
| (P-23A) 92mm x 0.75 Stud @ 400 crs with 1.15 Head Track and 0.70 Base Track | 52 | m2 | 0.45 | 23.4 | 22.5 | 1170 | 25.01 | 1300.52 | 2470.52 | 47.51 | 2470.52 | 0% | 0 | 18 | 2.9 | 130.5
| MDF Capping Strip - 228mm Wide | 18 | m | 0.25 | 4.5 | 12.5 | 225 | 23.84 | 429.12 | 654.12 | 36.34 | 654.12 | 0% | 0
| 13mm Gib Overlay to Above | 18 | m | 0.15 | 2.7 | 7.5 | 135 | 3.5 | 63 | 198 | 11 | 198 | 0% | 0
| (P-23B) Bulkhead Structure | 5 | m | 1.005 | 5.025 | 50.25 | 251.25 | 32.2389 | 161.1947 | 412.4447 | 82.4889 | 412.4447 | 0% | 0
| (P-23B) 92mm x 0.75 Stud @ 400 crs with 1.15 Head Track and 0.70 Base Track | 14 | m2 | 0.43 | 6.02 | 21.5 | 301 | 25.01 | 350.14 | 651.14 | 46.51 | 651.14 | 0% | 0 | 5 | 2.9 | 36.25
| MDF Capping Strip - 228mm Wide | 5 | m | 0.25 | 1.25 | 12.5 | 62.5 | 23.84 | 119.2 | 181.7 | 36.34 | 181.7 | 0% | 0
| 13mm Gib Overlay to Above | 5 | m | 0.15 | 0.75 | 7.5 | 37.5 | 3.5 | 17.5 | 55 | 11 | 55 | 0% | 0
| Trackloks - Part Height Walls | 18 | no | 0.75 | 13.5 | 37.5 | 675 | 85.17 | 1533.06 | 2208.06 | 122.67 | 2208.06 | 0% | 0
2005.125
| Trackloks - TB-02 | Refer Featurecraft Trade
| Bridge to Confloor | 47 | m | 0.25 | 11.75 | 12.5 | 587.5 | 15 | 705 | 1292.5 | 27.5 | 1292.5 | 0% | 0
| EV Stud to Corners/Intersections | 285 | m | 0.09 | 25.65 | 4.5 | 1282.5 | 5.61 | 1598.85 | 2881.35 | 10.11 | 2881.35 | 0% | 0
| Plywood Support/Nogging - TV's | 6 | item | 1.5 | 9 | 75 | 450 | 139 | 834 | 1284 | 214 | 1284 | 0% | 0
| Plywood Support/Nogging - Focus Shelf | 3 | item | 1 | 3 | 50 | 150 | 70 | 210 | 360 | 120 | 360 | 0% | 0
| Horizontal Nogging to pick up Featurecarft TB.01 | 92 | m | 0.1 | 9.2 | 5 | 460 | 10.1 | 929.2 | 1389.2 | 15.1 | 1389.2 | 0% | 0
| Battening to Columns to take Curveline | 19 | no | 2.5 | 47.5 | 125 | 2375 | 175 | 3325 | 5700 | 300 | 5700 | 0% | 0
Level 6:
| (P-10) Potters Aluminium Glazing | Refer Potters Trade
| (P-10) Bulkhead Structure | 48 | m | 1.977 | 94.896 | 98.85 | 4744.8 | 87.1417 | 4182.8034 | 8927.6034 | 185.9917 | 8927.6034 | 0% | 0
| 13mm Gib Overlay to Above | 48 | m | 0.15 | 7.2 | 7.5 | 360 | 3.5 | 168 | 528 | 11 | 528 | 0% | 0
| (P-10) Bulkhead Structure - Adjust for ID 502, Detail 6 Coffer Detail | 14 | m
| (P-12) Bulkhead Structure | 10 | m | 1.27 | 12.7 | 63.5 | 635 | 68.0291 | 680.2906 | 1315.2906 | 131.5291 | 1315.2906 | 0% | 0
| (P-13) | Refer Potters Trade/Suspended Ceilings
| (P-20) 92mm x 0.75 Stud @ 400 crs with 1.15 Head Track and 0.70 Base Track with Nogging Track | 239 | m2 | 0.4 | 95.6 | 20 | 4780 | 21.02 | 5023.78 | 9803.78 | 41.02 | 9803.78 | 0% | 0 | 64 | 4.4 | 704
| (P-20A) Bulkhead Structure | 50 | m | 0.72042 | 36.0208 | 36.0208 | 1801.0417 | 32.0296 | 1601.4792 | 3402.5208 | 68.0504 | 3402.5208 | 0% | 0 | 40 | 4.4 | 440
| (P-20A) 92mm x 0.75 Stud @ 400 crs with 1.15 Head Track and 0.70 Base Track with Nogging Track | 221 | m2 | 0.4 | 88.4 | 20 | 4420 | 21.08 | 4658.68 | 9078.68 | 41.08 | 9078.68 | 0% | 0
| (P-20A) Bulkhead Structure - Adjust for ID 502, Detail 6 Coffer Detail | 30 | m
| (P-23) 92mm x 0.75 Stud @ 400 crs with 0.70 Head Track and 0.70 Base Track | 58 | m2 | 0.45 | 26.1 | 22.5 | 1305 | 22.78 | 1321.24 | 2626.24 | 45.28 | 2626.24 | 0% | 0 | 19 | 3 | 142.5
| (P-23) Bulkhead Structure - Adjust for ID 502, Detail 6 Coffer Detail | 7 | m
| (P-23A) 92mm x 0.75 Stud @ 400 crs with 1.15 Head Track and 0.70 Base Track | 10 | m2 | 0.45 | 4.5 | 22.5 | 225 | 26.51 | 265.1 | 490.1 | 49.01 | 490.1 | 0% | 0 | 3 | 3 | 22.5
| MDF Capping Strip - 228mm Wide | 3 | m | 0.25 | 0.75 | 12.5 | 37.5 | 23.84 | 71.52 | 109.02 | 36.34 | 109.02 | 0% | 0
| 13mm Gib Overlay to Above | 3 | m | 0.15 | 0.45 | 7.5 | 22.5 | 3.5 | 10.5 | 33 | 11 | 33 | 0% | 0
| (P-23A) Bulkhead Structure - Adjust for ID 502, Detail 6 Coffer Detail | 3 | m
| (P-23S) 92mm x 0.75 Stud @ 400 crs with 0.70 Head Track and 0.70 Base Track | 13 | m2 | 0.4 | 5.2 | 20 | 260 | 22.39 | 291.07 | 551.07 | 42.39 | 551.07 | 0% | 0 | 4 | 3 | 30
| (P-23S) Bulkhead Structure - Adjust for ID 502, Detail 6 Coffer Detail | 4 | m
| (P-23AS) 92mm x 0.75 Stud @ 400 crs with 1.15 Head Track and 0.70 Base Track | 7 | m2 | 0.45 | 3.15 | 22.5 | 157.5 | 27.63 | 193.41 | 350.91 | 50.13 | 350.91 | 0% | 0 | 2 | 3 | 15
| MDF Capping Strip - 228mm Wide | 2 | m | 0.25 | 0.5 | 12.5 | 25 | 23.84 | 47.68 | 72.68 | 36.34 | 72.68 | 0% | 0
| 13mm Gib Overlay to Above | 2 | m | 0.15 | 0.3 | 7.5 | 15 | 3.5 | 7 | 22 | 11 | 22 | 0% | 0
| (P-23AS) Bulkhead Structure - Adjust for ID 502, Detail 6 Coffer Detail | 2 | m
| (P-24) TWIN WALL - 64mm x 0.75 Stud @ 400 crs with 0.70 Head Track and 0.70 Base Track | 31 | m2 | 0.7 | 21.7 | 35 | 1085 | 38.16 | 1182.96 | 2267.96 | 73.16 | 2267.96 | 0% | 0
| Trackloks - Part Height Walls | 6 | no | 1 | 6 | 50 | 300 | 90.71 | 544.26 | 844.26 | 140.71 | 844.26 | 0% | 0
| EV Stud to Corners/Intersections | 448 | m | 0.09 | 40.32 | 4.5 | 2016 | 5.61 | 2513.28 | 4529.28 | 10.11 | 4529.28 | 0% | 0
| Plywood Support/Nogging - TV's | 10 | item | 1.5 | 15 | 75 | 750 | 139 | 1390 | 2140 | 214 | 2140 | 0% | 0
| Plywood Support/Nogging - Focus Shelf | Nil
| Horizontal Nogging to pick up Featurecarft TB.01 | 120 | m | 0.1 | 12 | 5 | 600 | 10.1 | 1212 | 1812 | 15.1 | 1812 | 0% | 0
| Battening to Columns | 15 | no | 2.5 | 37.5 | 125 | 1875 | 175 | 2625 | 4500 | 300 | 4500 | 0% | 0
| Column PC Steel Rings to Support Coffer | 2 | no | 2.5 | 5 | 125 | 250 | 1500 | 3000 | 3250 | 1625 | 3250 | 0% | 0
[5 empty] | 1290.6821 |  | 64534.1042 |  | 78860.8354
| Total of above | [10 empty] | 143394.9395 |  | 0
Miscellaneous
| P&G - Admin / Supervision |  | Sum | [7 empty] | 2.05% | 2939.5963 |  | 0
| P&G - Site Establishment |  | Sum | [7 empty] | 1% | 1433.9494 |  | 0
| P&G - Access Equip |  | Sum | [7 empty] | 0.25% | 358.4873 |  | 0
| P&G - Parking |  | Sum | [7 empty] | 2.025% | 2904.0347
| P&G Travel |  | Sum | [10 empty] | 0
| Sub total | [10 empty] | 151031.0072 |  | 0
| Margin | [9 empty] | 5% | 7551.5504 |  | 0
| TOTAL OF PARTITIONS | [10 empty] | 158583 | 0% | 0
[13 empty] | 5.325% |  | 5%
[6 empty] | Parking |  |  |  |  | LEVEL 4 | 47443.909 | 2526.4832 | 49970.3922 | 2498.5196 | 52468.9118
Man
[6 empty] | 161.3353 | 1 |  |  |  | LEVEL 5 | 39296.6357 | 2092.6245 | 41389.2602 | 2069.463 | 43458.7232
[6 empty] | 161.3353 | 18 | 2904.0347
[11 empty] | LEVEL 6 | 56654.3948 | 3016.96 | 59671.3548 | 2983.5677 | 62654.9225
[12 empty] | 143394.9395 |  |  |  | 158582.5576
| Rate build for travel by car | [6 empty] | Rate build for travel by car
| Travel there and back based on 4 | [6 empty] | Travel there and back based on 1
| hrs travel per person | Rate /Km | Total | Number of people |  |  |  | hrs travel per person | Rate /Km | Total | Number of people
| 1 | 55 | 55 | 110 | 2 |  |  | 4 | 55 | 220 | 440 | 2
| km |  |  | There and back |  |  |  | km |  |  | There and back
| 0.7 |  |  | 0 |  |  |  | 0.7 | 310 |  | 217
| Amount of trips needed |  |  | 110 |  |  |  | Amount of trips needed |  |  | 657
| 2 |  |  | 220 |  |  |  | 1 |  |  | 657 | [5 empty] | L4 | L5 | L6
| Accom/per day | days |  | Times amount of people |  |  |  | Accom/per day | days |  | Times amount of people | [5 empty] | 34 | 23 | 30
|  |  | 0 | 0 |  |  |  | 125 | 4 | 500 | 1000
|  |  |  | 220 | [6 empty] | 1657
|  |  | Parking | 151.845 | 2657.2866 | $17.50 per day

## Partitions SPEC Rates
Ceilings Unlimited
Craigs Investment Partners - Fitout
Tauranga
2026-01-21
Partitions
50
Item | Description | Qty | Unit | Constant | Constant X Unit = Total HRS | $ Lab per Unit | Total Labour | Materials per Unit | Total Materials | Total Labour & Materials | Total Labour & Materials Per Unit | Total | % Complete | Claim
Level 4:
| (P-10) Potters Aluminium Glazing | Refer Potters Trade
| (P-10) Bulkhead Structure | 4 | m | 1.977 | 7.908 | 98.85 | 395.4 | 68.9175 | 275.6701 | 671.0701 | 167.7675 | 671.0701 | 0% | 0
| 13mm Gib Overlay to Above | 4 | m | 0.15 | 0.6 | 7.5 | 30 | 3.5 | 14 | 44 | 11 | 44 | 0% | 0
| (P-11) Potters Aluminium Glazing | Refer Potters Trade
| (P-11) Bulkhead Structure | 23 | m | 1.977 | 45.471 | 98.85 | 2273.55 | 68.9175 | 1585.1029 | 3858.6529 | 167.7675 | 3858.6529 | 0% | 0
| MDF Capping Strip - 242mm Wide | Not Required, Refer Brevity Design
| 13mm Gib Overlay to Above | 23 | m | 0.15 | 3.45 | 7.5 | 172.5 | 3.5 | 80.5 | 253 | 11 | 253 | 0% | 0
| (P-13) | Refer Potters Trade/Suspended Ceilings | [14 empty] | 82
| (P-20A) Bulkhead Structure | 9 | m | 0.72042 | 6.4837 | 36.0208 | 324.1875 | 23.3806 | 210.4254 | 534.6129 | 59.4014 | 534.6129 | 0% | 0 |  |  | 92 x 0.75 Stud | 1.15
| (P-20A) 92mm x 0.75 Stud @ 400 crs with 1.15 Head Track and 0.70 Base Track with Nogging Track | 34 | m2 | 0.4 | 13.6 | 20 | 680 | 17.74 | 603.16 | 1283.16 | 37.74 | 1283.16 | 0% | 0 | 9 | 3.9 | 87.75
| (P-21S) 92mm x 0.75 Stud @ 400 crs with 1.15 Head Track and 0.70 Base Track | 19 | m2 | 0.44 | 8.36 | 22 | 418 | 19.7 | 374.3 | 792.3 | 41.7 | 792.3 | 0% | 0 | 7 | 2.95 | 51.625
| (P-21) 92mm x 0.75 Stud @ 400 crs with 1.15 Head Track and 0.70 Base Track | 141 | m2 | 0.43 | 60.63 | 21.5 | 3031.5 | 19 | 2679 | 5710.5 | 40.5 | 5710.5 | 0% | 0 | 48 | 2.95 | 354
| (P-21A) 92mm x 0.75 Stud @ 400 crs with 1.15 Head Track and 0.70 Base Track | 27 | m2 | 0.43 | 11.61 | 21.5 | 580.5 | 19.52 | 527.04 | 1107.54 | 41.02 | 1107.54 | 0% | 0 | 9 | 2.95 | 66.375
| MDF Capping Strip - 241mm Wide | 9 | m | 0.25 | 2.25 | 12.5 | 112.5 | 23.84 | 214.56 | 327.06 | 36.34 | 327.06 | 0% | 0
| 13mm Gib Overlay to Above | 9 | m | 0.15 | 1.35 | 7.5 | 67.5 | 3.5 | 31.5 | 99 | 11 | 99 | 0% | 0
| (P-23) 92mm x 0.75 Stud @ 400 crs with 0.70 Head Track and 0.70 Base Track | 84 | m2 | 0.42 | 35.28 | 21 | 1764 | 19.08 | 1602.72 | 3366.72 | 40.08 | 3366.72 | 0% | 0 | 29 | 2.95 | 213.875
| (P-23S) 92mm x 0.75 Stud @ 400 crs with 0.70 Head Track and 0.70 Base Track | 12 | m2 | 0.45 | 5.4 | 22.5 | 270 | 19.89 | 238.68 | 508.68 | 42.39 | 508.68 | 0% | 0 | 4 | 2.95 | 29.5
| (P-23AS) 92mm x 0.75 Stud @ 400 crs with 1.15 Head Track and 0.70 Base Track | 12 | m2 | 0.45 | 5.4 | 22.5 | 270 | 20.59 | 247.08 | 517.08 | 43.09 | 517.08 | 0% | 0 | 4 | 2.9 | 29
| MDF Capping Strip - 228mm Wide | 4 | m | 0.25 | 1 | 12.5 | 50 | 23.84 | 95.36 | 145.36 | 36.34 | 145.36 | 0% | 0
| 13mm Gib Overlay to Above | 4 | m | 0.15 | 0.6 | 7.5 | 30 | 3.5 | 14 | 44 | 11 | 44 | 0% | 0
| (P-23A) 92mm x 0.75 Stud @ 400 crs with 1.15 Head Track and 0.70 Base Track | 74 | m2 | 0.43 | 31.82 | 21.5 | 1591 | 19.38 | 1434.12 | 3025.12 | 40.88 | 3025.12 | 0% | 0 | 25 | 2.9 | 181.25
| MDF Capping Strip - 228mm Wide | 25 | m | 0.25 | 6.25 | 12.5 | 312.5 | 23.84 | 596 | 908.5 | 36.34 | 908.5 | 0% | 0
| 13mm Gib Overlay to Above | 25 | m | 0.15 | 3.75 | 7.5 | 187.5 | 3.5 | 87.5 | 275 | 11 | 275 | 0% | 0
| (P-23B) Bulkhead Structure | 11 | m | 1.005 | 11.055 | 50.25 | 552.75 | 26.3852 | 290.2371 | 842.9871 | 76.6352 | 842.9871 | 0% | 0
| (P-23B) 92mm x 0.75 Stud @ 400 crs with 1.15 Head Track and 0.70 Base Track | 31 | m2 | 0.44 | 13.64 | 22 | 682 | 19.67 | 609.77 | 1291.77 | 41.67 | 1291.77 | 0% | 0 | 11 | 2.9 | 79.75
| MDF Capping Strip - 228mm Wide | 11 | m | 0.25 | 2.75 | 12.5 | 137.5 | 23.84 | 262.24 | 399.74 | 36.34 | 399.74 | 0% | 0
| 13mm Gib Overlay to Above | 11 | m | 0.15 | 1.65 | 7.5 | 82.5 | 3.5 | 38.5 | 121 | 11 | 121 | 0% | 0
| Trackloks - Part Height Walls | 43 | no | 0.75 | 32.25 | 37.5 | 1612.5 | 82.5 | 3547.5 | 5160 | 120 | 5160 | 0% | 0
| Trackloks - TB-02 | Refer Featurecraft Trade
| Bridge to Confloor | 9 | m | 0.25 | 2.25 | 12.5 | 112.5 | 15 | 135 | 247.5 | 27.5 | 247.5 | 0% | 0
| EV Stud to Corners/Intersections | 492 | m | 0.09 | 44.28 | 4.5 | 2214 | 5.61 | 2760.12 | 4974.12 | 10.11 | 4974.12 | 0% | 0
| Plywood Support/Nogging - TV's | 7 | item | 1.5 | 10.5 | 75 | 525 | 139 | 973 | 1498 | 214 | 1498 | 0% | 0
| Plywood Support/Nogging - Focus Shelf | 6 | item | 1 | 6 | 50 | 300 | 70 | 420 | 720 | 120 | 720 | 0% | 0
| Horizontal Nogging to pick up Featurecarft TB.01 | 136 | m | 0.1 | 13.6 | 5 | 680 | 10.1 | 1373.6 | 2053.6 | 15.1 | 2053.6 | 0% | 0
| Battening to Columns to take Curveline | 13 | no | 2.5 | 32.5 | 125 | 1625 | 175 | 2275 | 3900 | 300 | 3900 | 0% | 0
Level 5:
| (P-10) Potters Aluminium Glazing | Refer Potters Trade
| (P-10) Bulkhead Structure | 14 | m | 1.977 | 27.678 | 98.85 | 1383.9 | 68.9175 | 964.8453 | 2348.7453 | 167.7675 | 2348.7453 | 0% | 0
| 13mm Gib Overlay to Above | 14 | m | 0.15 | 2.1 | 7.5 | 105 | 3.5 | 49 | 154 | 11 | 154 | 0% | 0
| (P-11) Potters Aluminium Glazing | Refer Potters Trade
| (P-11) Bulkhead Structure | 11 | m | 1.977 | 21.747 | 98.85 | 1087.35 | 68.9175 | 758.0927 | 1845.4427 | 167.7675 | 1845.4427 | 0% | 0
| MDF Capping Strip - 242mm Wide | Not Required, Refer Brevity Design
| 13mm Gib Overlay to Above | 11 | m | 0.15 | 1.65 | 7.5 | 82.5 | 3.5 | 38.5 | 121 | 11 | 121 | 0% | 0
| (P-20) 92mm x 0.75 Stud @ 400 crs with 1.15 Head Track and 0.70 Base Track with Nogging Track | 114 | m2 | 0.4 | 45.6 | 20 | 2280 | 17.33 | 1975.62 | 4255.62 | 37.33 | 4255.62 | 0% | 0 | 29 | 3.9 | 282.75
| (P-20A) Bulkhead Structure | 18 | m | 0.72042 | 12.9675 | 36.0208 | 648.375 | 23.3806 | 420.8508 | 1069.2258 | 59.4014 | 1069.2258 | 0% | 0
| (P-20A) 92mm x 0.75 Stud @ 400 crs with 1.15 Head Track and 0.70 Base Track with Nogging Track | 72 | m2 | 0.4 | 28.8 | 20 | 1440 | 17.44 | 1255.68 | 2695.68 | 37.44 | 2695.68 | 0% | 0 | 18 | 3.9 | 175.5
| (P-21) 92mm x 0.75 Stud @ 400 crs with 1.15 Head Track and 0.70 Base Track | 84 | m2 | 0.43 | 36.12 | 21.5 | 1806 | 24.68 | 2073.12 | 3879.12 | 46.18 | 3879.12 | 0% | 0 | 29 | 2.95 | 213.875
| (P-21A) 92mm x 0.75 Stud @ 400 crs with 1.15 Head Track and 0.70 Base Track | 16 | m2 | 0.45 | 7.2 | 22.5 | 360 | 25.99 | 415.84 | 775.84 | 48.49 | 775.84 | 0% | 0 | 5 | 2.9 | 36.25
| MDF Capping Strip - 241mm Wide | 5 | m | 0.25 | 1.25 | 12.5 | 62.5 | 23.84 | 119.2 | 181.7 | 36.34 | 181.7 | 0% | 0
| 13mm Gib Overlay to Above | 5 | m | 0.15 | 0.75 | 7.5 | 37.5 | 3.5 | 17.5 | 55 | 11 | 55 | 0% | 0
| (P-23) 92mm x 0.75 Stud @ 400 crs with 0.70 Head Track and 0.70 Base Track | 15 | m2 | 0.44 | 6.6 | 22 | 330 | 19.86 | 297.9 | 627.9 | 41.86 | 627.9 | 0% | 0 | 5 | 2.95 | 36.875
| (P-23A) 92mm x 0.75 Stud @ 400 crs with 1.15 Head Track and 0.70 Base Track | 52 | m2 | 0.45 | 23.4 | 22.5 | 1170 | 19.47 | 1012.44 | 2182.44 | 41.97 | 2182.44 | 0% | 0 | 18 | 2.9 | 130.5
| MDF Capping Strip - 228mm Wide | 18 | m | 0.25 | 4.5 | 12.5 | 225 | 23.84 | 429.12 | 654.12 | 36.34 | 654.12 | 0% | 0
| 13mm Gib Overlay to Above | 18 | m | 0.15 | 2.7 | 7.5 | 135 | 3.5 | 63 | 198 | 11 | 198 | 0% | 0
| (P-23B) Bulkhead Structure | 5 | m | 1.005 | 5.025 | 50.25 | 251.25 | 26.3852 | 131.926 | 383.176 | 76.6352 | 383.176 | 0% | 0
| (P-23B) 92mm x 0.75 Stud @ 400 crs with 1.15 Head Track and 0.70 Base Track | 14 | m2 | 0.43 | 6.02 | 21.5 | 301 | 20.3 | 284.2 | 585.2 | 41.8 | 585.2 | 0% | 0 | 5 | 2.9 | 36.25
| MDF Capping Strip - 228mm Wide | 5 | m | 0.25 | 1.25 | 12.5 | 62.5 | 23.84 | 119.2 | 181.7 | 36.34 | 181.7 | 0% | 0
| 13mm Gib Overlay to Above | 5 | m | 0.15 | 0.75 | 7.5 | 37.5 | 3.5 | 17.5 | 55 | 11 | 55 | 0% | 0
| Trackloks - Part Height Walls | 18 | no | 0.75 | 13.5 | 37.5 | 675 | 82.5 | 1485 | 2160 | 120 | 2160 | 0% | 0
2005.125
| Trackloks - TB-02 | Refer Featurecraft Trade
| Bridge to Confloor | 47 | m | 0.25 | 11.75 | 12.5 | 587.5 | 15 | 705 | 1292.5 | 27.5 | 1292.5 | 0% | 0
| EV Stud to Corners/Intersections | 285 | m | 0.09 | 25.65 | 4.5 | 1282.5 | 5.61 | 1598.85 | 2881.35 | 10.11 | 2881.35 | 0% | 0
| Plywood Support/Nogging - TV's | 6 | item | 1.5 | 9 | 75 | 450 | 139 | 834 | 1284 | 214 | 1284 | 0% | 0
| Plywood Support/Nogging - Focus Shelf | 3 | item | 1 | 3 | 50 | 150 | 70 | 210 | 360 | 120 | 360 | 0% | 0
| Horizontal Nogging to pick up Featurecarft TB.01 | 92 | m | 0.1 | 9.2 | 5 | 460 | 10.1 | 929.2 | 1389.2 | 15.1 | 1389.2 | 0% | 0
| Battening to Columns to take Curveline | 19 | no | 2.5 | 47.5 | 125 | 2375 | 175 | 3325 | 5700 | 300 | 5700 | 0% | 0
Level 6:
| (P-10) Potters Aluminium Glazing | Refer Potters Trade
| (P-10) Bulkhead Structure | 48 | m | 2.14 | 102.72 | 107 | 5136 | 75.39 | 3618.72 | 8754.72 | 182.39 | 8754.72 | 0% | 0
| 13mm Gib Overlay to Above | 48 | m | 0.15 | 7.2 | 7.5 | 360 | 3.5 | 168 | 528 | 11 | 528 | 0% | 0
| (P-10) Bulkhead Structure - Adjust for ID 502, Detail 6 Coffer Detail | -14 | m | 0.62 | -8.68 | 31 | -434 | 17.43 | -244.02 | -678.02 | 48.43 | -678.02 | 0% | 0
| (P-12) Bulkhead Structure | 10 | m | 1.35 | 13.5 | 67.5 | 675 | 55.48 | 554.8 | 1229.8 | 122.98 | 1229.8 | 0% | 0
| (P-13) | Refer Potters Trade/Suspended Ceilings
| (P-20) 92mm x 0.75 Stud @ 400 crs with 1.15 Head Track and 0.70 Base Track with Nogging Track | 239 | m2 | 0.4 | 95.6 | 20 | 4780 | 16.56 | 3957.84 | 8737.84 | 36.56 | 8737.84 | 0% | 0 | 64 | 4.4 | 704
| (P-20A) Bulkhead Structure | 50 | m | 0.82 | 41 | 41 | 2050 | 27 | 1350 | 3400 | 68 | 3400 | 0% | 0 | 40 | 4.4 | 440
| (P-20A) 92mm x 0.75 Stud @ 400 crs with 1.15 Head Track and 0.70 Base Track with Nogging Track | 221 | m2 | 0.4 | 88.4 | 20 | 4420 | 16.58 | 3664.18 | 8084.18 | 36.58 | 8084.18 | 0% | 0 | 50 | 4.4 | 550
| (P-20A) Bulkhead Structure - Adjust for ID 502, Detail 6 Coffer Detail | -30 | m | 0.82 | -24.6 | 41 | -1230 | 27 | -810 | -2040 | 68 | -2040 | 0% | 0
| (P-23) 92mm x 0.75 Stud @ 400 crs with 0.70 Head Track and 0.70 Base Track | 59 | m2 | 0.45 | 26.55 | 22.5 | 1327.5 | 18.76 | 1106.84 | 2434.34 | 41.26 | 2434.34 | 0% | 0 | 19 | 3.1 | 147.25
| (P-23A) 92mm x 0.75 Stud @ 400 crs with 1.15 Head Track and 0.70 Base Track | 11 | m2 | 0.45 | 4.95 | 22.5 | 247.5 | 20.8 | 228.8 | 476.3 | 43.3 | 476.3 | 0% | 0 | 3 | 3.1 | 23.25
| MDF Capping Strip - 228mm Wide | 3 | m | 0.25 | 0.75 | 12.5 | 37.5 | 23.84 | 71.52 | 109.02 | 36.34 | 109.02 | 0% | 0
| 13mm Gib Overlay to Above | 3 | m | 0.15 | 0.45 | 7.5 | 22.5 | 3.5 | 10.5 | 33 | 11 | 33 | 0% | 0
| (P-23S) 92mm x 0.75 Stud @ 400 crs with 0.70 Head Track and 0.70 Base Track | 14 | m2 | 0.4 | 5.6 | 20 | 280 | 19.89 | 278.46 | 558.46 | 39.89 | 558.46 | 0% | 0 | 4 | 3.1 | 31
| (P-23AS) 92mm x 0.75 Stud @ 400 crs with 1.15 Head Track and 0.70 Base Track | 8 | m2 | 0.45 | 3.6 | 22.5 | 180 | 21.75 | 174 | 354 | 44.25 | 354 | 0% | 0 | 2 | 3.1 | 15.5
| MDF Capping Strip - 228mm Wide | 2 | m | 0.25 | 0.5 | 12.5 | 25 | 23.84 | 47.68 | 72.68 | 36.34 | 72.68 | 0% | 0
| 13mm Gib Overlay to Above | 2 | m | 0.15 | 0.3 | 7.5 | 15 | 3.5 | 7 | 22 | 11 | 22 | 0% | 0
| (P-23AS) MDF Capping Strip -228mm Wide - Adjust for ID 502, Detail 6 Coffer Detail | -2 | m | 0.25 | -0.5 | 12.5 | -25 | 23.84 | -47.68 | -72.68 | 36.34 | -72.68 | 0% | 0
| (P-23AS) 13mm Gib Overlay to Above - Adjust for ID 502, Detail 6 Coffer Detail | -2 | m | 0.15 | -0.3 | 7.5 | -15 | 3.5 | -7 | -22 | 11 | -22 | 0% | 0
| (P-24) TWIN WALL - 64mm x 0.75 Stud @ 400 crs with 0.70 Head Track and 0.70 Base Track | 31 | m2 | 0.7 | 21.7 | 35 | 1085 | 32.6 | 1010.6 | 2095.6 | 67.6 | 2095.6 | 0% | 0
| Trackloks - Part Height Walls | 6 | no | 1 | 6 | 50 | 300 | 87.07 | 522.42 | 822.42 | 137.07 | 822.42 | 0% | 0
| EV Stud to Corners/Intersections | 448 | m | 0.09 | 40.32 | 4.5 | 2016 | 5.61 | 2513.28 | 4529.28 | 10.11 | 4529.28 | 0% | 0
| Plywood Support/Nogging - TV's | 10 | item | 1.5 | 15 | 75 | 750 | 139 | 1390 | 2140 | 214 | 2140 | 0% | 0
| Plywood Support/Nogging - Focus Shelf | Nil
| Horizontal Nogging to pick up Featurecarft TB.01 | 120 | m | 0.1 | 12 | 5 | 600 | 10.1 | 1212 | 1812 | 15.1 | 1812 | 0% | 0
| Battening to Columns to take Curveline | 15 | no | 2.5 | 37.5 | 125 | 1875 | 175 | 2625 | 4500 | 300 | 4500 | 0% | 0
| Column PC Steel Rings to Support Coffer | 2 | no | 2.5 | 5 | 125 | 250 | 1500 | 3000 | 3250 | 1625 | 3250 | 0% | 0
[5 empty] | 1271.9553 |  | 63597.7625 |  | 69529.2103
| Total of above | [10 empty] | 133126.9728 |  | 0
Miscellaneous
| P&G - Admin / Supervision |  | Sum | [7 empty] | 2.1% | 2795.6664 |  | 0
| P&G - Site Establishment |  | Sum | [7 empty] | 1% | 1331.2697 |  | 0
| P&G - Access Equip |  | Sum | [7 empty] | 0.25% | 332.8174 |  | 0
| P&G - Parking |  | Sum | [7 empty] | 2.15% | 2861.8993
| P&G Travel |  | Sum | [10 empty] | 0
| Sub total | [10 empty] | 140448.6257 |  | 0
| Margin | [9 empty] | 5% | 7022.4313 |  | 0
| TOTAL OF PARTITIONS | [10 empty] | 147472 | 0% | 0
[13 empty] | 5.5% |  | 5%
[6 empty] | Parking |  |  |  | 421.6877 | LEVEL 4 | 44680.073 | 2457.2931 | 47137.3661 | 2356.8683 | 49494.2344
Man
[6 empty] | 158.9944 | 1 |  |  | 355.7075 | LEVEL 5 | 37315.9598 | 2052.2851 | 39368.2449 | 1968.4122 | 41336.6571
[6 empty] | 158.9944 | 18 | 2861.8993
[10 empty] | 494.56 | LEVEL 6 | 51130.94 | 2812.0747 | 53943.0147 | 2697.1507 | 56640.1655
[10 empty] | 1271.9552 |  | 133126.9728 |  |  |  | 147471.057
| Rate build for travel by car | [6 empty] | Rate build for travel by car
| Travel there and back based on 4 | [6 empty] | Travel there and back based on 1
| hrs travel per person | Rate /Km | Total | Number of people |  |  |  | hrs travel per person | Rate /Km | Total | Number of people
| 1 | 55 | 55 | 110 | 2 |  |  | 4 | 55 | 220 | 440 | 2
| km |  |  | There and back |  |  |  | km |  |  | There and back
| 0.7 |  |  | 0 |  |  |  | 0.7 | 310 |  | 217
| Amount of trips needed |  |  | 110 |  |  |  | Amount of trips needed |  |  | 657
| 2 |  |  | 220 |  |  |  | 1 |  |  | 657 | [5 empty] | L4 | L5 | L6
| Accom/per day | days |  | Times amount of people |  |  |  | Accom/per day | days |  | Times amount of people | [5 empty] | 34 | 23 | 30
|  |  | 0 | 0 |  |  |  | 125 | 4 | 500 | 1000
|  |  |  | 220 | [6 empty] | 1657
|  |  | Parking | 149.6418 | 2618.7314 | $17.50 per day

## WORKINGS_Partitions SPEC Rates
[16 empty] | Rondo |  | SRP
[16 empty] | List | Job Special | List | Job Special
[13 empty] | 92mm x 1.15 Head Track |  |  |  |  | 10.17
| Plywood Nogging | 12mm Plywood | 1 | Sheet | 75 | 75 | [6 empty] | 92mm x 1.15 DHT | 375 l/m |  |  |  | 11.4 | 6.45
|  | Nogging Brackets | 14 | No | 4.34 | 60.76 | [6 empty] | 92mm x 0.75 DHT |  |  |  |  | 6.13 | 4.31
|  | Fixings | 1 | item | 2.5 | 2.5 | [6 empty] | 92mm x 0.75 Stud | 4500 l/m |  |  |  | 5.23 | 3.71
[6 empty] | 138.26 | [6 empty] | 92mm x 0.70 Base Track | 375 l/m |  |  |  | 5.23 | 3.71
[13 empty] | 92mm Nogging Track |  |  |  |  | 8.48
[13 empty] | 64mm x 0.75 DHT |  |  |  |  | 5.67 | 3.71
[13 empty] | 64mm Nogging Track |  |  |  |  | 6.5 | 4.29
[13 empty] | 64mm x 0.55 Head Track |  |  |  |  | 2.89
[13 empty] | 64mm x 0.70 Stud |  |  |  |  | 4.71 | 3.21
[13 empty] | BC90 Brackets |  |  |  |  | 4.85 | 4.85
[13 empty] | BC45 Brackets |  |  |  |  | 4.85 | 4.85
[13 empty] | 90 x 45 SG8 |  | 3.8
[13 empty] | Hilti Hus 4-H 70mm |  | 1.7
| P10 or P11 - Bulkhead Structure Make Up | 1 | LENGTH | 1 | HEIGHT | 50
[14 empty] | Rate | Wastage |  | Loadin
1.05
| 92 x 1.15 Head Track | 1 | m | 0.15 | 0.15 | 7.5 | 7.5 | 7.0225 | 7.0225 | 14.5225 | 14.5225 | 14.5225 |  | 6.45 | 6.7725 | 6.7725 | 0.25 | 7.0225
| Hilti Hus 4-H 70mm Fixing to above | 1.6667 | no | 0.1 | 0.16667 | 5 | 8.3333 | 1.7 | 2.8333 | 11.1667 | 6.7 | 11.1667 |  |  | 0 | 0 |  | 0
| 92 x 0.75 Dropper Stud | 1.6667 | m | 0.1 | 0.16667 | 5 | 8.3333 | 4.1455 | 6.9092 | 15.2425 | 9.1455 | 15.2425 |  | 3.71 | 3.8955 | 3.8955 | 0.25 | 4.1455
| 64mm x 0.55 Head Track | 1 | m | 0.15 | 0.15 | 7.5 | 7.5 | 3.2845 | 3.2845 | 10.7845 | 10.7845 | 10.7845 |  | 2.89 | 3.0345 | 3.0345 | 0.25 | 3.2845
| Hilti Hus 4-H 70mm Fixing to above | 1.6667 | no | 0.1 | 0.16667 | 5 | 8.3333 | 1.7 | 2.8333 | 11.1667 | 6.7 | 11.1667 |  |  | 0 | 0 |  | 0
| 64 x 0.70 Dropper Stud | 1.6667 | m | 0.1 | 0.16667 | 5 | 8.3333 | 3.6205 | 6.0342 | 14.3675 | 8.6205 | 14.3675 |  | 3.21 | 3.3705 | 3.3705 | 0.25 | 3.6205
| 92 x 0.75 Bridge Stud | 0.40333 | m | 0.1 | 0.040333 | 5 | 2.0167 | 4.1455 | 1.672 | 3.6887 | 9.1455 | 3.6887 |  | 3.71 | 3.8955 | 3.8955 | 0.25 | 4.1455
| BC90 Brackets | 3.3333 | no | 0.15 | 0.5 | 7.5 | 25 | 5.0925 | 16.975 | 41.975 | 12.5925 | 41.975 |  | 4.85 | 5.0925 | 5.0925 |  | 5.0925
| 92 x 0.70 Boxed Stud Lintel | 1 | m | 0.2 | 0.2 | 10 | 10 | 8.791 | 8.791 | 18.791 | 18.791 | 18.791 | Double Rate | 3.71 | 3.8955 | 3.8955 | 0.5 | 4.3955
| 92 x 1.15 DHT | 1 | m | 0.1 | 0.1 | 5 | 5 | 7.0225 | 7.0225 | 12.0225 | 12.0225 | 12.0225 |  | 6.45 | 6.7725 | 6.7725 | 0.25 | 7.0225
| 90 x 45 SG8 Timber Support | 1 | m | 0.17 | 0.17 | 8.5 | 8.5 | 4.24 | 4.24 | 12.74 | 12.74 | 12.74 |  | 3.8 | 3.99 | 3.99 | 0.25 | 4.24
| Teks | 50 | no | 0 | 0 | 0 | 0 | 0.026 | 1.3 | 1.3 | 0.026 | 1.3 |  |  | 0 | 0 |  | 0
[5 empty] | 1.977 |  | 98.85 |  | 68.9175 |  |  | 167.7675
| P12 - Bulkhead Structure Make Up | 1 | LENGTH | 1 | HEIGHT | 50
[14 empty] | Rate | Wastage |  | Loadin
1.05
| 92 x 1.15 Head Track | 1 | m | 0.15 | 0.15 | 7.5 | 7.5 | 7.0225 | 7.0225 | 14.5225 | 14.5225 | 14.5225 |  | 6.45 | 6.7725 | 6.7725 | 0.25 | 7.0225
| Hilti Hus 4-H 70mm Fixing to above | 1.6667 | no | 0.1 | 0.16667 | 5 | 8.3333 | 1.7 | 2.8333 | 11.1667 | 6.7 | 11.1667 |  |  | 0 | 0 |  | 0
| 92 x 0.75 Dropper Stud | 1.6667 | m | 0.1 | 0.16667 | 5 | 8.3333 | 4.1455 | 6.9092 | 15.2425 | 9.1455 | 15.2425 |  | 3.71 | 3.8955 | 3.8955 | 0.25 | 4.1455
| BC90 Brackets | 1.6667 | no | 0.07 | 0.11667 | 3.5 | 5.8333 | 5.0925 | 8.4875 | 14.3208 | 8.5925 | 14.3208 |  | 4.85 | 5.0925 | 5.0925 |  | 5.0925
| BC45 Brackets | 1.1111 | no | 0.07 | 0.077778 | 3.5 | 3.8889 | 5.0925 | 5.6583 | 9.5472 | 8.5925 | 9.5472 |  | 4.85 | 5.0925 | 5.0925 |  | 5.0925
| 92 x 0.75 Stud Brace | 1.2222 | m | 0.1 | 0.12222 | 5 | 6.1111 | 4.1455 | 5.0667 | 11.1778 | 9.1455 | 11.1778 |  | 3.71 | 3.8955 | 3.8955 | 0.25 | 4.1455
| 92 x 0.70 Boxed Stud Lintel | 1 | m | 0.2 | 0.2 | 10 | 10 | 4.3955 | 4.3955 | 14.3955 | 14.3955 | 14.3955 | Double Rate | 3.71 | 3.8955 | 3.8955 | 0.5 | 4.3955
| 92 x 1.15 DHT | 1 | m | 0.1 | 0.1 | 5 | 5 | 7.0225 | 7.0225 | 12.0225 | 12.0225 | 12.0225 |  | 6.45 | 6.7725 | 6.7725 | 0.25 | 7.0225
| 90 x 45 SG8 Timber Support | 1 | m | 0.17 | 0.17 | 8.5 | 8.5 | 4.24 | 4.24 | 12.74 | 12.74 | 12.74 |  | 3.8 | 3.99 | 3.99 | 0.25 | 4.24
| Teks | 41.6667 | no | 0 | 0 | 0 | 0 | 0.026 | 1.0833 | 1.0833 | 0.026 | 1.0833 |  |  | 0 | 0 |  | 0
[5 empty] | 1.27 |  | 63.5 |  | 52.7189 |  |  | 116.2189
| P20A - Bulkhead Structure Make Up | 1 | LENGTH | 1 | HEIGHT | 50
[14 empty] | Rate | Wastage |  | Loadin
1.05
| 64mm x 0.75 Head Track | 1 | m | 0.15 | 0.15 | 7.5 | 7.5 | 4.1455 | 4.1455 | 11.6455 | 11.6455 | 11.6455 |  | 3.71 | 3.8955 | 3.8955 | 0.25 | 4.1455
| Hilti Hus 4-H 70mm Fixing to above | 1.6667 | no | 0.1 | 0.16667 | 5 | 8.3333 | 1.7 | 2.8333 | 11.1667 | 6.7 | 11.1667 |  |  |  | 0 |  | 0
| 64 x 0.70 Dropper Stud | 2.5 | m | 0.1 | 0.25 | 5 | 12.5 | 3.6205 | 9.0513 | 21.5513 | 8.6205 | 21.5513 |  | 3.21 | 3.3705 | 3.3705 | 0.25 | 3.6205
| 64mm Nogging Track @ 400 crs | 1 | m | 0.1 | 0.1 | 5 | 5 | 4.7545 | 4.7545 | 9.7545 | 9.7545 | 9.7545 |  | 4.29 | 4.5045 | 4.5045 | 0.25 | 4.7545
| 64 x 0.70 Bridge Stud | 0.5375 | m | 0.1 | 0.05375 | 5 | 2.6875 | 3.6205 | 1.946 | 4.6335 | 8.6205 | 4.6335 |  | 3.21 | 3.3705 | 3.3705 | 0.25 | 3.6205
| Teks | 25 | no | 0 | 0 | 0 | 0 | 0.026 | 0.65 | 0.65 | 0.026 | 0.65 |  |  |  | 0 |  | 0
[5 empty] | 0.72042 |  | 36.0208 |  | 23.3806 |  |  | 59.4014
| P23B - Bulkhead Structure Make Up | 1 | LENGTH | 1 | HEIGHT | 50
[14 empty] | Rate | Wastage |  | Loadin
1.05
| 64mm x 0.55 Head Track | 2 | m | 0.15 | 0.3 | 7.5 | 15 | 3.2845 | 6.569 | 21.569 | 10.7845 | 21.569 |  | 2.89 | 3.0345 | 3.0345 | 0.25 | 3.2845
| Hilti Hus 4-H 70mm Fixing to above | 3.3333 | no | 0.1 | 0.33333 | 5 | 16.6667 | 1.7 | 5.6667 | 22.3333 | 6.7 | 22.3333 |  |  | 0 | 0 |  | 0
| 64 x 0.70 Dropper Stud | 3.3333 | m | 0.1 | 0.33333 | 5 | 16.6667 | 3.6205 | 12.0683 | 28.735 | 8.6205 | 28.735 |  | 3.21 | 3.3705 | 3.3705 | 0.25 | 3.6205
| 64 x 0.70 Bridge Stud | 0.38333 | m | 0.1 | 0.038333 | 5 | 1.9167 | 3.6205 | 1.3879 | 3.3045 | 8.6205 | 3.3045 |  | 3.21 | 3.3705 | 3.3705 | 0.25 | 3.6205
| Teks | 26.6667 | no | 0 | 0 | 0 | 0 | 0.026 | 0.69333 | 0.69333 | 0.026 | 0.69333 |  |  | 0 | 0 |  | 0
[5 empty] | 1.005 |  | 50.25 |  | 26.3852 |  |  | 76.6352
|  | 92mm steel studs @ | 0.4 | Stud spacing | With DH
|  | Material |  | Length of wall | Height of wall | Total stud LM | Total track LM | M2 of wall
|  |  | $/m | 2 | 3 | 18 | 4 | 6
| Stud | 92 0.75 bmt | 4.31
|  | Nog | 0.54778 | 4.93 | m | 9.86
|  |  |  | Number of nogs | 1 | 9.86
|  | Unload | 0.09
Fixings
say 4 each stud
|  | L of wl ÷ spacings = ttl studs |  | 5
|  | add 1 for end of wall |  | 6 | total studs in wall
|  | Studs x 4 screws per stud = ttl screws |  | 24 | total screws | 0.015
|  | Screws @ $15.00/1000 = .015 | 0.02 | Cost of fixings per LM
4.9678
|  | waste 5% | 0.24839
5.2162
| Stud | Labour per m as per rates |  | Lab rate
|  | m/hr |  | 50
|  | 12 | 4.1667
|  |  | 9.3828 |  |  |  | Labour cost per m |  |  | per m2
|  | Plant |  |  |  |  | 4.7303 |  | 85.1456 | 14.1909
|  | 5% | 0.46914 |  |  |  | Material cost per m
|  |  | 9.852 | per m |  |  | 5.1217 |  | 92.19 | 15.365
|  | Total cost of stud job is |  | 177.3355
To get the medium of the two
| Track | 92 | 5.23 | Top 1.15 | Bot 0.70 |  | Avge
|  | DPC | 0.31 | 6.45 | 5.23 | 11.68 | 5.84
|  | Unload | 0.09
Fixings for track
|  | Spaced @ 0.6 1.7 @ 2.50 each |  | 5
|  | add extra for ends |  | 7 | total fixings | 1.7
|  |  | 2.975 | Cost of fixings per LM
8.605
|  | waste 5% | 0.43025
9.0353
| Track | Labour per m as per rates |  | Lab rate
|  | m/hr |  | 50
|  | 4 | 12.5
|  |  | 21.5353 |  |  |  | Labour cost per m |  |  | per m2
|  | Plant |  |  |  |  | 13.6713 |  | 54.6851 | 9.1142
|  | 5% | 1.0768 |  |  |  | Material cost per m
|  |  | 22.612 | per m |  |  | 8.9408 |  | 35.763 | 5.9605
|  | Total cost of track is |  | 90.4481
|  | Total cost of Job is |  | 267.7836 | per m
|  |  |  | 44.6306 | m2
|  |  |  | 133.8918 | m |  |  |  |  | Labour/m2 | 23.3051 | 0.4661
|  | Materials |  | 0 | m2 |  |  |  |  | Material/m2 | 21.3255
|  | Labour |  | 44.6306 | m2
|  | Cutting sheets into strips |  | Rate
|  | mat |  | 52
| 188 EX KKBS | 1200 X 2400 sheet cost | 57 | Width of the strips
|  | LM needed | 82 |  | 0.3 | mm
|  |  |  | Sheet width | 1.2
|  |  |  | Sheet len | 2.4
4
|  |  |  | Ttl LM per sheet | 9.6
strips needed
Sheets needed
9
|  | Total mat | 513
|  | Div into LM | 6.2561
|  | Fixings to sheet screws/nails | 1.3
|  | Glue | 1
8.5561
|  | waste 10% | 0.85561 |  | mat
|  | ttl mat | 9.4117 |  | 9.4117
Lab
|  | Allow to cut into strips allow min per strip |  | cost per strip
|  | 10 |  | 8.6667 | 0.16667
|  | No of strips needed |  | 34.1667
296.1111
|  | Ttl above per LM | 3.6111
Lab to fit
|  | Say 10 min per LM |  |  | Lab
|  | 0.16 | 8.32 |  | 11.9311
|  | Total | 21.3428 | LM | 18.8144 | hrs
|  | Plus Loadin and Handling | 2.5
23.8428
| 64mm steel studs @ | 0.4 | Stud spacing
| Material |  | Length of wall | Height of wall | Total stud LM | Total track LM | M2 of wall
|  | $/m | 7 | 4.4 | 81.4 | 14 | 30.8
Stud | 64 .55 bmt | 3.71 | 55
| Nog | 1.1179 | 6.5 | m | 45.5
|  |  | Number of nogs | 2 | 91
| Unload | 0.09
Fixings
say 4 each stud
| L of wl ÷ spacings = ttl studs |  | 17.5
| add 1 for end of wall |  | 18.5 | total studs in wall
| Studs x 4 screws per stud = ttl screws |  | 74 | total screws | 0.015
| Screws @ $20.00/1000 = .015 | 0.013636 | Cost of fixings per LM
4.9316
| waste 5% | 0.24658
5.1782
Stud | Labour per m as per rates |  | Lab rate
| m/hr |  | 55
| 20 | 2.75
7.9282
| Plant | [5 empty] | Labour cost per m |  |  | per m2
| 5% | 0.39641 |  |  |  |  | 3.2409 |  | 263.8099 | 8.5653
Material cost per m
|  | 8.3246 | per m |  |  |  | 5.0837 |  | 413.8092 | 13.4354
| Total cost of stud job is |  | 677.6191
Track | 64mm | 4.28 |  | 5.67 | 2.89
| DPC | 0.31 |  | Top | Bot 0.70 |  | Avge
| Unload | 0.09 |  | 5.67 | 2.89 | 8.56 | 4.28
Fixings for track
| Spaced @ 0.6 1.7 @ 2.50 each |  | 11.6667
| add extra for ends |  | 11.6667 | total fixings | 1.7
|  | 1.4167 | Cost of fixings per LM
6.0967
| waste 5% | 0.30483
6.4015
Track | Labour per m as per rates |  | Lab rate
| m/hr |  | 55 |  |  |  | Labour cost per m |  |  | per m2
| 4 | 13.75 |  |  |  |  | 14.8521 |  | 207.929 | 6.7509
|  | 20.1515 |  |  |  |  | Material cost per m
| Plant | [5 empty] | 6.307 |  | 88.298 | 2.8668
| 5% | 1.0076
|  | 21.1591 | per m
| Total cost of track is |  | 296.227 | [7 empty] | Labour/m2 | 15.3162 | 0.27848
| Total cost of Job is |  | 973.8461 | per m |  | hrs allowed |  |  |  |  | Material/m2 | 16.3022
|  |  | 31.6184 | m2 | studs | 5.4267
|  |  | 139.1209 | m | track | 3.5 | Total cost
| Materials |  | 0 | m2 |  | 8.9267 | 446.3333
| Labour |  | 31.6184 | m2 | Total m2 a day | 31.053
| Tracklok | [5 empty] | mat
| Grid lock brace |  |  |  | 60
| 92 steel stud | 2.9 | m | 4.31 | 12.499 |  | 82.499
| Compression posts (change height) | 1
Angled braces 2 x roughly 50% more in len than comp post
| Fixings |  |  |  | 10 |  | lab
| Labour | 0.75 | hr | 50 | 37.5 |  | 37.5
119.999
| Tracklok | [5 empty] | mat
| Grid lock brace |  |  |  | 60
| 92 steel stud | 3.96 | m | 4.31 | 17.0676 |  | 87.0676
| Compression posts (change height) | 1
Angled braces 2 x roughly 50% more in len than comp post
| Fixings |  |  |  | 10 |  | lab
| Labour | 1 | hr | 50 | 50 |  | 50
137.0676
| Level 6 Blind Box Structure | 1 | LENGTH | 1.5 | HEIGHT | 0
[14 empty] | Rate | Wastage |  | Loadin
1.05
| 64mm x 0.5 Track | 1 | m | 0.15 | 0.15 | 7.5 | 7.5 | 3.2845 | 3.2845 | 10.7845 | 10.7845 | 10.7845 |  | 2.89 | 3.0345 | 3.0345 | 0.25 | 3.2845
| Hilti M8 x 70mm Embedment Fixing to Above | 1.6667 | no | 0.1 | 0.16667 | 5 | 8.3333 | 1.7 | 2.8333 | 11.1667 | 6.7 | 11.1667 |  |  | 0 | 0 |  | 0
| 64mm x 0.75 Vertical Stud @ 600 crs | 2.49 | m | 0.1 | 0.249 | 5 | 12.45 | 5.1955 | 12.9368 | 25.3868 | 10.1955 | 25.3868 |  | 4.71 | 4.9455 | 4.9455 | 0.25 | 5.1955
| 64mm x0.75 Horiz Stud @ 600 crs | 0.5 | m | 0.1 | 0.05 | 5 | 2.5 | 5.1955 | 2.5978 | 5.0977 | 10.1955 | 5.0977 |  | 4.71 | 4.9455 | 4.9455 | 0.25 | 5.1955
| 64mm x 0.50 Track to Sides | 2 | m | 0.1 | 0.2 | 5 | 10 | 3.2845 | 6.569 | 16.569 | 8.2845 | 16.569 |  | 2.89 | 3.0345 | 3.0345 | 0.25 | 3.2845
| 64mm x 0.75 Brace | 2.5 | m | 0.12 | 0.3 | 6 | 15 | 5.1955 | 12.9887 | 27.9887 | 11.1955 | 27.9887 |  | 4.71 | 4.9455 | 4.9455 | 0.25 | 5.1955
| BC45 to above | 3.3333 | no | 0.05 | 0.16667 | 2.5 | 8.3333 | 5.3425 | 17.8083 | 26.1417 | 7.8425 | 26.1417 |  | 4.85 | 5.0925 | 5.0925 | 0.25 | 5.3425
| Hilti M8 x 70mm Embedment Fixing to Above | 1.6667 | no | 0.1 | 0.16667 | 5 | 8.3333 | 1.7 | 2.8333 | 11.1667 | 6.7 | 11.1667
| Teks | 40 | no | 0 | 0 | 0 | 0 | 0.026 | 1.04 | 1.04 | 0.026 | 1.04
[5 empty] | 1.449 |  | 72.45 |  | 62.8918 |  |  | 135.3418
| LED COFFER L6 | 1 | LENGTH | 1.5 | HEIGHT | 0
[14 empty] | Rate | Wastage |  | Loadin
1.05
| 64mm x 0.5 Track top and bottom | 2 | m | 0.15 | 0.3 | 7.5 | 15 | 3.2845 | 6.569 | 21.569 | 10.7845 | 21.569 |  | 2.89 | 3.0345 | 3.0345 | 0.25 | 3.2845
| Hilti M8 x 70mm Embedment Fixing to Above | 1.6667 | no | 0.1 | 0.16667 | 5 | 8.3333 | 1.7 | 2.8333 | 11.1667 | 6.7 | 11.1667 |  |  | 0 | 0 |  | 0
| 64mm x 0.75 Vertical Stud @ 600 crs | 2.49 | m | 0.1 | 0.249 | 5 | 12.45 | 5.1955 | 12.9368 | 25.3868 | 10.1955 | 25.3868 |  | 4.71 | 4.9455 | 4.9455 | 0.25 | 5.1955
| 64mm x 0.75 Horizontal Stud @ 600 crs | 0.25 | m | 0.1 | 0.025 | 5 | 1.25 | 5.1955 | 1.2989 | 2.5489 | 10.1955 | 2.5489 |  | 4.71 | 4.9455 | 4.9455 | 0.25 | 5.1955
| BC45 to above | 1.6667 | no | 0.05 | 0.083333 | 2.5 | 4.1667 | 3.2845 | 5.4742 | 9.6408 | 5.7845 | 9.6408 |  | 2.89 | 3.0345 | 3.0345 | 0.25 | 3.2845
| 64mm x 0.75 Brace | 3.6667 | m | 0.12 | 0.44 | 6 | 22 | 5.1955 | 19.0502 | 41.0502 | 11.1955 | 41.0502 |  | 4.71 | 4.9455 | 4.9455 | 0.25 | 5.1955
| BC45 to above | 3.3333 | no | 0.05 | 0.16667 | 2.5 | 8.3333 | 5.3425 | 17.8083 | 26.1417 | 7.8425 | 26.1417 |  | 4.85 | 5.0925 | 5.0925 | 0.25 | 5.3425
| Hilti M8 x 70mm Embedment Fixing to Above | 1.6667 | no | 0.1 | 0.16667 | 5 | 8.3333 | 1.7 | 2.8333 | 11.1667 | 6.7 | 11.1667
| Teks | 34 | no | 0 | 0 | 0 | 0 | 0.026 | 0.884 | 0.884 | 0.026 | 0.884
[5 empty] | 1.5973 |  | 79.8667 |  | 69.688 |  |  | 149.5547
Note on D120: Damo:Will change depending on height of wall
Note on C228: Damo:Will change depending on height of wall

## WORKINGS_Partitions
[16 empty] | Rondo |  | SRP
[16 empty] | List | Job Special | List | Job Special
[13 empty] | 92mm x 1.15 Head Track |  |  |  |  | 10.17
| Plywood Nogging | 12mm Plywood | 1 | Sheet | 75 | 75 | [6 empty] | 92mm x 1.15 DHT | 375 l/m |  |  |  | 11.4
|  | Nogging Brackets | 14 | No | 4.34 | 60.76 | [6 empty] | 92mm x 0.75 DHT |  |  |  |  | 6.13
|  | Fixings | 1 | item | 2.5 | 2.5 | [6 empty] | 92mm x 0.75 Stud | 4500 l/m |  |  |  | 5.23
[6 empty] | 138.26 | [6 empty] | 92mm x 0.70 Base Track | 375 l/m |  |  |  | 5.23
[13 empty] | 92mm Nogging Track |  |  |  |  | 8.48
[13 empty] | 64mm x 0.75 DHT |  |  |  |  | 5.67
[13 empty] | 64mm Nogging Track |  |  |  |  | 6.5
[13 empty] | 64mm x 0.55 Head Track |  |  |  |  | 2.89
[13 empty] | 64mm x 0.70 Stud |  |  |  |  | 4.71
[13 empty] | BC90 Brackets |  |  |  |  | 4.85
[13 empty] | BC45 Brackets |  |  |  |  | 4.85
[13 empty] | 90 x 45 SG8 |  | 3.8
[13 empty] | Hilti Hus 4-H 70mm |  | 1.7
| P10 or P11 - Bulkhead Structure Make Up | 1 | LENGTH | 1 | HEIGHT | 50
[14 empty] | Rate | Wastage |  | Loadin
1.05
| 92 x 1.15 Head Track | 1 | m | 0.15 | 0.15 | 7.5 | 7.5 | 10.9285 | 10.9285 | 18.4285 | 18.4285 | 18.4285 |  | 10.17 | 10.6785 | 10.6785 | 0.25 | 10.9285
| Hilti Hus 4-H 70mm Fixing to above | 1.6667 | no | 0.1 | 0.16667 | 5 | 8.3333 | 1.7 | 2.8333 | 11.1667 | 6.7 | 11.1667 |  |  | 0 | 0 |  | 0
| 92 x 0.75 Dropper Stud | 1.6667 | m | 0.1 | 0.16667 | 5 | 8.3333 | 5.7415 | 9.5692 | 17.9025 | 10.7415 | 17.9025 |  | 5.23 | 5.4915 | 5.4915 | 0.25 | 5.7415
| 64mm x 0.55 Head Track | 1 | m | 0.15 | 0.15 | 7.5 | 7.5 | 3.2845 | 3.2845 | 10.7845 | 10.7845 | 10.7845 |  | 2.89 | 3.0345 | 3.0345 | 0.25 | 3.2845
| Hilti Hus 4-H 70mm Fixing to above | 1.6667 | no | 0.1 | 0.16667 | 5 | 8.3333 | 1.7 | 2.8333 | 11.1667 | 6.7 | 11.1667 |  |  | 0 | 0 |  | 0
| 64 x 0.70 Dropper Stud | 1.6667 | m | 0.1 | 0.16667 | 5 | 8.3333 | 5.1955 | 8.6592 | 16.9925 | 10.1955 | 16.9925 |  | 4.71 | 4.9455 | 4.9455 | 0.25 | 5.1955
| 92 x 0.75 Bridge Stud | 0.40333 | m | 0.1 | 0.040333 | 5 | 2.0167 | 5.7415 | 2.3157 | 4.3324 | 10.7415 | 4.3324 |  | 5.23 | 5.4915 | 5.4915 | 0.25 | 5.7415
| BC90 Brackets | 3.3333 | no | 0.15 | 0.5 | 7.5 | 25 | 5.0925 | 16.975 | 41.975 | 12.5925 | 41.975 |  | 4.85 | 5.0925 | 5.0925 |  | 5.0925
| 92 x 0.70 Boxed Stud Lintel | 1 | m | 0.2 | 0.2 | 10 | 10 | 11.983 | 11.983 | 21.983 | 21.983 | 21.983 | Double Rate | 5.23 | 5.4915 | 5.4915 | 0.5 | 5.9915
| 92 x 1.15 DHT | 1 | m | 0.1 | 0.1 | 5 | 5 | 12.22 | 12.22 | 17.22 | 17.22 | 17.22 |  | 11.4 | 11.97 | 11.97 | 0.25 | 12.22
| 90 x 45 SG8 Timber Support | 1 | m | 0.17 | 0.17 | 8.5 | 8.5 | 4.24 | 4.24 | 12.74 | 12.74 | 12.74 |  | 3.8 | 3.99 | 3.99 | 0.25 | 4.24
| Teks | 50 | no | 0 | 0 | 0 | 0 | 0.026 | 1.3 | 1.3 | 0.026 | 1.3 |  |  | 0 | 0 |  | 0
[5 empty] | 1.977 |  | 98.85 |  | 87.1417 |  |  | 185.9917
| P12 - Bulkhead Structure Make Up | 1 | LENGTH | 1 | HEIGHT | 50
[14 empty] | Rate | Wastage |  | Loadin
1.05
| 92 x 1.15 Head Track | 1 | m | 0.15 | 0.15 | 7.5 | 7.5 | 10.9285 | 10.9285 | 18.4285 | 18.4285 | 18.4285 |  | 10.17 | 10.6785 | 10.6785 | 0.25 | 10.9285
| Hilti Hus 4-H 70mm Fixing to above | 1.6667 | no | 0.1 | 0.16667 | 5 | 8.3333 | 1.7 | 2.8333 | 11.1667 | 6.7 | 11.1667 |  |  | 0 | 0 |  | 0
| 92 x 0.75 Dropper Stud | 1.6667 | m | 0.1 | 0.16667 | 5 | 8.3333 | 5.7415 | 9.5692 | 17.9025 | 10.7415 | 17.9025 |  | 5.23 | 5.4915 | 5.4915 | 0.25 | 5.7415
| BC90 Brackets | 1.6667 | no | 0.07 | 0.11667 | 3.5 | 5.8333 | 5.0925 | 8.4875 | 14.3208 | 8.5925 | 14.3208 |  | 4.85 | 5.0925 | 5.0925 |  | 5.0925
| BC45 Brackets | 1.1111 | no | 0.07 | 0.077778 | 3.5 | 3.8889 | 5.0925 | 5.6583 | 9.5472 | 8.5925 | 9.5472 |  | 4.85 | 5.0925 | 5.0925 |  | 5.0925
| 92 x 0.75 Stud Brace | 1.2222 | m | 0.1 | 0.12222 | 5 | 6.1111 | 5.7415 | 7.0174 | 13.1285 | 10.7415 | 13.1285 |  | 5.23 | 5.4915 | 5.4915 | 0.25 | 5.7415
| 92 x 0.70 Boxed Stud Lintel | 1 | m | 0.2 | 0.2 | 10 | 10 | 5.9915 | 5.9915 | 15.9915 | 15.9915 | 15.9915 | Double Rate | 5.23 | 5.4915 | 5.4915 | 0.5 | 5.9915
| 92 x 1.15 DHT | 1 | m | 0.1 | 0.1 | 5 | 5 | 12.22 | 12.22 | 17.22 | 17.22 | 17.22 |  | 11.4 | 11.97 | 11.97 | 0.25 | 12.22
| 90 x 45 SG8 Timber Support | 1 | m | 0.17 | 0.17 | 8.5 | 8.5 | 4.24 | 4.24 | 12.74 | 12.74 | 12.74 |  | 3.8 | 3.99 | 3.99 | 0.25 | 4.24
| Teks | 41.6667 | no | 0 | 0 | 0 | 0 | 0.026 | 1.0833 | 1.0833 | 0.026 | 1.0833 |  |  | 0 | 0 |  | 0
[5 empty] | 1.27 |  | 63.5 |  | 68.0291 |  |  | 131.5291
| P20A - Bulkhead Structure Make Up | 1 | LENGTH | 1 | HEIGHT | 50
[14 empty] | Rate | Wastage |  | Loadin
1.05
| 64mm x 0.75 Head Track | 1 | m | 0.15 | 0.15 | 7.5 | 7.5 | 6.2035 | 6.2035 | 13.7035 | 13.7035 | 13.7035 |  | 5.67 | 5.9535 | 5.9535 | 0.25 | 6.2035
| Hilti Hus 4-H 70mm Fixing to above | 1.6667 | no | 0.1 | 0.16667 | 5 | 8.3333 | 1.7 | 2.8333 | 11.1667 | 6.7 | 11.1667 |  |  |  | 0 |  | 0
| 64 x 0.70 Dropper Stud | 2.5 | m | 0.1 | 0.25 | 5 | 12.5 | 5.1955 | 12.9887 | 25.4887 | 10.1955 | 25.4887 |  | 4.71 | 4.9455 | 4.9455 | 0.25 | 5.1955
| 64mm Nogging Track @ 400 crs | 1 | m | 0.1 | 0.1 | 5 | 5 | 7.075 | 7.075 | 12.075 | 12.075 | 12.075 |  | 6.5 | 6.825 | 6.825 | 0.25 | 7.075
| 64 x 0.70 Bridge Stud | 0.5375 | m | 0.1 | 0.05375 | 5 | 2.6875 | 4.24 | 2.279 | 4.9665 | 9.24 | 4.9665 |  | 3.8 | 3.99 | 3.99 | 0.25 | 4.24
| Teks | 25 | no | 0 | 0 | 0 | 0 | 0.026 | 0.65 | 0.65 | 0.026 | 0.65 |  |  |  | 0 |  | 0
[5 empty] | 0.72042 |  | 36.0208 |  | 32.0296 |  |  | 68.0504
| P23B - Bulkhead Structure Make Up | 1 | LENGTH | 1 | HEIGHT | 50
[14 empty] | Rate | Wastage |  | Loadin
1.05
| 64mm x 0.55 Head Track | 2 | m | 0.15 | 0.3 | 7.5 | 15 | 3.2845 | 6.569 | 21.569 | 10.7845 | 21.569 |  | 2.89 | 3.0345 | 3.0345 | 0.25 | 3.2845
| Hilti Hus 4-H 70mm Fixing to above | 3.3333 | no | 0.1 | 0.33333 | 5 | 16.6667 | 1.7 | 5.6667 | 22.3333 | 6.7 | 22.3333 |  |  | 0 | 0 |  | 0
| 64 x 0.70 Dropper Stud | 3.3333 | m | 0.1 | 0.33333 | 5 | 16.6667 | 5.1955 | 17.3183 | 33.985 | 10.1955 | 33.985 |  | 4.71 | 4.9455 | 4.9455 | 0.25 | 5.1955
| 64 x 0.70 Bridge Stud | 0.38333 | m | 0.1 | 0.038333 | 5 | 1.9167 | 5.1955 | 1.9916 | 3.9083 | 10.1955 | 3.9083 |  | 4.71 | 4.9455 | 4.9455 | 0.25 | 5.1955
| Teks | 26.6667 | no | 0 | 0 | 0 | 0 | 0.026 | 0.69333 | 0.69333 | 0.026 | 0.69333 |  |  | 0 | 0 |  | 0
[5 empty] | 1.005 |  | 50.25 |  | 32.2389 |  |  | 82.4889
|  | 92mm steel studs @ | 0.4 | Stud spacing | With DH
|  | Material |  | Length of wall | Height of wall | Total stud LM | Total track LM | M2 of wall
|  |  | $/m | 11 | 2.9 | 82.65 | 22 | 31.9
| Stud | 92 0.75 bmt | 5.23
|  | Nog | 1.1286 | 8.48 | m | 93.28
|  |  |  | Number of nogs | 1 | 93.28
|  | Unload | 0.09
Fixings
say 4 each stud
|  | L of wl ÷ spacings = ttl studs |  | 27.5
|  | add 1 for end of wall |  | 28.5 | total studs in wall
|  | Studs x 4 screws per stud = ttl screws |  | 114 | total screws | 0.015
|  | Screws @ $15.00/1000 = .015 | 0.02069 | Cost of fixings per LM
6.4693
|  | waste 5% | 0.32347
6.7928
| Stud | Labour per m as per rates |  | Lab rate
|  | m/hr |  | 50
|  | 12 | 4.1667
|  |  | 10.9594 |  |  |  | Labour cost per m |  |  | per m2
|  | Plant |  |  |  |  | 4.8091 |  | 397.4753 | 12.46
|  | 5% | 0.54797 |  |  |  | Material cost per m
|  |  | 11.5074 | per m |  |  | 6.6983 |  | 553.612 | 17.3546
|  | Total cost of stud job is |  | 951.0873
To get the medium of the two
| Track | 92 | 8.315 | Top 1.15 | Bot 0.70 |  | Avge
|  | DPC | 0.31 | 11.4 | 5.23 | 16.63 | 8.315
|  | Unload | 0.09
Fixings for track
|  | Spaced @ 0.6 1.7 @ 2.50 each |  | 27.5
|  | add extra for ends |  | 29.5 | total fixings | 1.7
|  |  | 2.2795 | Cost of fixings per LM
10.9945
|  | waste 5% | 0.54973
11.5443
| Track | Labour per m as per rates |  | Lab rate
|  | m/hr |  | 50
|  | 4 | 12.5
|  |  | 24.0443 |  |  |  | Labour cost per m |  |  | per m2
|  | Plant |  |  |  |  | 13.7967 |  | 303.5277 | 9.515
|  | 5% | 1.2022 |  |  |  | Material cost per m
|  |  | 25.2465 | per m |  |  | 11.4498 |  | 251.895 | 7.8964
|  | Total cost of track is |  | 555.4227
|  | Total cost of Job is |  | 1506.51 | per m
|  |  |  | 47.226 | m2
|  |  |  | 136.9555 | m |  |  |  |  | Labour/m2 | 21.975 | 0.4395
|  | Materials |  | 0 | m2 |  |  |  |  | Material/m2 | 25.251
|  | Labour |  | 47.226 | m2
|  | Cutting sheets into strips |  | Rate
|  | mat |  | 52
| 188 EX KKBS | 1200 X 2400 sheet cost | 57 | Width of the strips
|  | LM needed | 82 |  | 0.3 | mm
|  |  |  | Sheet width | 1.2
|  |  |  | Sheet len | 2.4
4
|  |  |  | Ttl LM per sheet | 9.6
strips needed
Sheets needed
9
|  | Total mat | 513
|  | Div into LM | 6.2561
|  | Fixings to sheet screws/nails | 1.3
|  | Glue | 1
8.5561
|  | waste 10% | 0.85561 |  | mat
|  | ttl mat | 9.4117 |  | 9.4117
Lab
|  | Allow to cut into strips allow min per strip |  | cost per strip
|  | 10 |  | 8.6667 | 0.16667
|  | No of strips needed |  | 34.1667
296.1111
|  | Ttl above per LM | 3.6111
Lab to fit
|  | Say 10 min per LM |  |  | Lab
|  | 0.16 | 8.32 |  | 11.9311
|  | Total | 21.3428 | LM | 18.8144 | hrs
|  | Plus Loadin and Handling | 2.5
23.8428
| 64mm steel studs @ | 0.4 | Stud spacing
| Material |  | Length of wall | Height of wall | Total stud LM | Total track LM | M2 of wall
|  | $/m | 7 | 4.4 | 81.4 | 14 | 30.8
Stud | 64 .55 bmt | 4.71 | 55
| Nog | 1.1179 | 6.5 | m | 45.5
|  |  | Number of nogs | 2 | 91
| Unload | 0.09
Fixings
say 4 each stud
| L of wl ÷ spacings = ttl studs |  | 17.5
| add 1 for end of wall |  | 18.5 | total studs in wall
| Studs x 4 screws per stud = ttl screws |  | 74 | total screws | 0.015
| Screws @ $20.00/1000 = .015 | 0.013636 | Cost of fixings per LM
5.9316
| waste 5% | 0.29658
6.2282
Stud | Labour per m as per rates |  | Lab rate
| m/hr |  | 55
| 20 | 2.75
8.9782
| Plant | [5 empty] | Labour cost per m |  |  | per m2
| 5% | 0.44891 |  |  |  |  | 3.2934 |  | 268.0834 | 8.704
Material cost per m
|  | 9.4271 | per m |  |  |  | 6.1337 |  | 499.2792 | 16.2104
| Total cost of stud job is |  | 767.3626
Track | 64mm | 4.28 |  | 5.67 | 2.89
| DPC | 0.31 |  | Top | Bot 0.70 |  | Avge
| Unload | 0.09 |  | 5.67 | 2.89 | 8.56 | 4.28
Fixings for track
| Spaced @ 0.6 1.7 @ 2.50 each |  | 11.6667
| add extra for ends |  | 11.6667 | total fixings | 1.7
|  | 1.4167 | Cost of fixings per LM
6.0967
| waste 5% | 0.30483
6.4015
Track | Labour per m as per rates |  | Lab rate
| m/hr |  | 55 |  |  |  | Labour cost per m |  |  | per m2
| 4 | 13.75 |  |  |  |  | 14.8521 |  | 207.929 | 6.7509
|  | 20.1515 |  |  |  |  | Material cost per m
| Plant | [5 empty] | 6.307 |  | 88.298 | 2.8668
| 5% | 1.0076
|  | 21.1591 | per m
| Total cost of track is |  | 296.227 | [7 empty] | Labour/m2 | 15.4549 | 0.281
| Total cost of Job is |  | 1063.5896 | per m |  | hrs allowed |  |  |  |  | Material/m2 | 19.0772
|  |  | 34.5321 | m2 | studs | 5.4267
|  |  | 151.9414 | m | track | 3.5 | Total cost
| Materials |  | 0 | m2 |  | 8.9267 | 446.3333
| Labour |  | 34.5321 | m2 | Total m2 a day | 31.053
| Tracklok | [5 empty] | mat
| Grid lock brace |  |  |  | 60
| 92 steel stud | 2.9 | m | 5.23 | 15.167 |  | 85.167
| Compression posts (change height) | 1
Angled braces 2 x roughly 50% more in len than comp post
| Fixings |  |  |  | 10 |  | lab
| Labour | 0.75 | hr | 50 | 37.5 |  | 37.5
122.667
| Tracklok | [5 empty] | mat
| Grid lock brace |  |  |  | 60
| 92 steel stud | 3.96 | m | 5.23 | 20.7108 |  | 90.7108
| Compression posts (change height) | 1
Angled braces 2 x roughly 50% more in len than comp post
| Fixings |  |  |  | 10 |  | lab
| Labour | 1 | hr | 50 | 50 |  | 50
140.7108
Note on D120: Damo:Will change depending on height of wall
Note on C228: Damo:Will change depending on height of wall

## Insulation
Ceilings Unlimited
Craigs Investment Partners - Fitout
Tauranga
2026-01-21
Insulation
45
Item | Description | Qty | Unit | Constant | Constant X Unit = Total HRS | $ Lab per Unit | Total Labour | Materials per Unit | Total Materials | Total Labour & Materials | Total Labour & Materials Per Unit | Total | % Complete | Claim
Ceiling Insulation:
Level 4:
| (C-01B) | Nil, By Others Basebuid
| (C-02) R1.8 Autex Sound Solution on top | 45 | m2 | 0.15 | 6.75 | 6.75 | 303.75 | 8.871 | 399.1961 | 702.9461 | 15.621 | 702.9461 | 0% | 0
| (C-04) 50mm Autex Quietpsace | Nil, By Others
Freight
| Level 5: | [19 empty] | 1.05
| (C-01B) | Nil, By Others Basebuid | [13 empty] | 1149 | Walls | 47 | 210.37 | Bales | 220.8885 | 10381.7595 | 9.0355
| (C-04) 50mm Autex Quietpsace | Nil, By Others | [13 empty] | 249 | Ceiling | 10 | 210.37 | Bales | 220.8885 | 2208.885 | 8.871
[16 empty] | 121 | Baffle |  | 78.67 | Roll | 82.6035 | 9995.0235 | 75.7199
| Level 6: | [14 empty] | 132
| (C-01A) | Nil, By Others Basebuid
| (C-01B) | Nil, By Others Basebuid
| (C-02) R1.8 Autex Sound Solutuion on top | 4 | m2 | 0.15 | 0.6 | 6.75 | 27 | 8.871 | 35.4841 | 62.4841 | 15.621 | 62.4841 | 0% | 0
| (C-03) R1.8 Autex Sound Solutuion on top | 249 | m2 | 0.15 | 37.35 | 6.75 | 1680.75 | 8.871 | 2208.885 | 3889.635 | 15.621 | 3889.635 | 0% | 0
| (C-08) 50mm Autex Quietspace Black Above Mesh | Refer Suspended Ceiling Trade
| (C-09) R1.8 Autex Sound Solutuion on top | 36 | m2 | 0.15 | 5.4 | 6.75 | 243 | 8.871 | 319.3569 | 562.3569 | 15.621 | 562.3569 | 0% | 0
| (C-10) 50mm Autex Quietspace Black Above Mesh | Refer Suspended Ceiling Trade
| C-11) AAB 35-50 | 204 | m2 | 0.15 | 30.6 | 6.75 | 1377 | 14.75 | 3009 | 4386 | 21.5 | 4386 | 0% | 0
Wall and Baffle Stack Insulation:
Level 4:
| (P-10) Autex R1.8 Sound Solution | 4 | m2 | 0.12 | 0.48 | 5.4 | 21.6 | 9.0355 | 36.1419 | 57.7419 | 14.4355 | 57.7419 | 0% | 0
| (P-11) Autex Baffle Block | 23 | m | 0.7 | 16.1 | 31.5 | 724.5 | 75.7199 | 1741.5571 | 2466.0571 | 107.2199 | 2466.0571 | 0% | 0 | 21
| (P-20A) Autex R1.8 Sound Solution | 34 | m2 | 0.12 | 4.08 | 5.4 | 183.6 | 9.0355 | 307.2061 | 490.8061 | 14.4355 | 490.8061 | 0% | 0
| (P-21S) Autex R1.8 Sound Solution | 19 | m2 | 0.12 | 2.28 | 5.4 | 102.6 |  | 0 | 102.6 | 5.4 | 102.6 | 0% | 0
| Autex Baffle Block to Above | 7 | m | 0.7 | 4.9 | 31.5 | 220.5 | 75.7199 | 530.0391 | 750.5391 | 107.2199 | 750.5391 | 0% | 0 | 6.5
| (P-21) Autex R1.8 Sound Solution | 141 | m2 | 0.12 | 16.92 | 5.4 | 761.4 |  | 0 | 761.4 | 5.4 | 761.4 | 0% | 0
| Autex Baffle Block to Above | 48 | m | 0.7 | 33.6 | 31.5 | 1512 | 75.7199 | 3634.554 | 5146.554 | 107.2199 | 5146.554 | 0% | 0 | 43.5
| (P-21A) Autex R1.8 Sound Solution | 27 | m2 | 0.12 | 3.24 | 5.4 | 145.8 |  | 0 | 145.8 | 5.4 | 145.8 | 0% | 0
| Autex Baffle Block to Above | 9 | m | 0.7 | 6.3 | 31.5 | 283.5 | 75.7199 | 681.4789 | 964.9789 | 107.2199 | 964.9789 | 0% | 0 | 8.5
| (P-23AS) Autex R1.8 Sound Solution | 12 | m2 | 0.12 | 1.44 | 5.4 | 64.8 | 9.0355 | 108.4257 | 173.2257 | 14.4355 | 173.2257 | 0% | 0
Level 5:
| (P-10) Autex R1.8 Sound Solution | 14 | m2 | 0.12 | 1.68 | 5.4 | 75.6 | 9.0355 | 126.4966 | 202.0966 | 14.4355 | 202.0966 | 0% | 0
| (P-11) Autex Baffle Block | 11 | m | 0.7 | 7.7 | 31.5 | 346.5 | 75.7199 | 832.9186 | 1179.4186 | 107.2199 | 1179.4186 | 0% | 0 | 10
| (P-20) Autex R1.8 Sound Solution | 114 | m2 | 0.12 | 13.68 | 5.4 | 615.6 | 9.0355 | 1030.044 | 1645.644 | 14.4355 | 1645.644 | 0% | 0
| (P-20A) Autex R1.8 Sound Solution | 72 | m2 | 0.12 | 8.64 | 5.4 | 388.8 | 9.0355 | 650.5541 | 1039.3541 | 14.4355 | 1039.3541 | 0% | 0
| (P-21) Autex R1.8 Sound Solution | 84 | m2 | 0.12 | 10.08 | 5.4 | 453.6 |  | 0 | 453.6 | 5.4 | 453.6 | 0% | 0
| Autex Baffle Block to Above | 29 | m | 0.7 | 20.3 | 31.5 | 913.5 | 75.7199 | 2195.8764 | 3109.3764 | 107.2199 | 3109.3764 | 0% | 0 | 26.5
| (P-21A) Autex R1.8 Sound Solution | 16 | m2 | 0.12 | 1.92 | 5.4 | 86.4 |  | 0 | 86.4 | 5.4 | 86.4 | 0% | 0
| Autex Baffle Block to Above | 5 | m | 0.7 | 3.5 | 31.5 | 157.5 | 75.7199 | 378.5994 | 536.0994 | 107.2199 | 536.0994 | 0% | 0 | 4.5
Level 6:
| (P-10) Autex R1.8 Sound Solution | 68 | m2 | 0.12 | 8.16 | 5.4 | 367.2 | 9.0355 | 614.4122 | 981.6122 | 14.4355 | 981.6122 | 0% | 0
| (P-12) Autex R1.8 Sound Solution | 15 | m2 | 0.12 | 1.8 | 5.4 | 81 | 9.0355 | 135.5321 | 216.5321 | 14.4355 | 216.5321 | 0% | 0
| (P-20) Autex R1.8 Sound Solution | 239 | m2 | 0.12 | 28.68 | 5.4 | 1290.6 | 9.0355 | 2159.4783 | 3450.0783 | 14.4355 | 3450.0783 | 0% | 0
| (P-20A) Autex R1.8 Sound Solution | 221 | m2 | 0.12 | 26.52 | 5.4 | 1193.4 | 9.0355 | 1996.8397 | 3190.2397 | 14.4355 | 3190.2397 | 0% | 0
| (P-23AS) Autex R1.8 Sound Solution | 7 | m2 | 0.12 | 0.84 | 5.4 | 37.8 | 9.0355 | 63.2483 | 101.0483 | 14.4355 | 101.0483 | 0% | 0
| (P-24) TWIN WALL - Autex R1.8 Sound Solution | 31 | m2 | 0.24 | 7.44 | 10.8 | 334.8 | 18.0709 | 560.1994 | 894.9994 | 28.8709 | 894.9994 | 0% | 0 | DOUBLE RATE
[5 empty] | 310.98 |  | 13994.1 |  | 23755.524
| Total of above | [10 empty] | 37749.624 |  | 0
Miscellaneous
| P&G - Admin / Supervision |  | Sum | [7 empty] | 2.05% | 773.8673 |  | 0
| P&G - Site Establishment |  | Sum | [7 empty] | 1% | 377.4962 |  | 0
| P&G - Access Equip |  | Sum | [7 empty] | 0.25% | 94.3741 |  | 0
| P&G - Parking |  | Sum | [7 empty] | 1.854% | 699.705
| P&G Travel |  | Sum | [10 empty] | 0
| Sub total | [10 empty] | 39695.0666 |  | 0
| Margin | [9 empty] | 5% | 1984.7533 |  | 0
| TOTAL OF INSULATION | [10 empty] | 41680 | 0% | 0
[13 empty] | 5.154% |  | 5%
[6 empty] | Parking |  |  |  | 96.09 | LEVEL 4 | 11762.6489 | 606.193 | 12368.8419 | 618.4421 | 12987.284
Man
[6 empty] | 38.8725 | 1 |  |  | 67.5 | LEVEL 5 | 8251.9892 | 425.2697 | 8677.2589 | 433.8629 | 9111.1218
[6 empty] | 38.8725 | 18 | 699.705
[10 empty] | 147.39 | LEVEL 6 | 17734.986 | 913.9799 | 18648.9659 | 932.4483 | 19581.4142
[10 empty] | 310.98 |  | 37749.624 |  |  |  | 41679.82
| Rate build for travel by car | [6 empty] | Rate build for travel by car
| Travel there and back based on 4 | [6 empty] | Travel there and back based on 1
| hrs travel per person | Rate /Km | Total | Number of people |  |  |  | hrs travel per person | Rate /Km | Total | Number of people
| 1 | 55 | 55 | 110 | 2 |  |  | 4 | 55 | 220 | 440 | 2
| km |  |  | There and back |  |  |  | km |  |  | There and back
| 0.7 |  |  | 0 |  |  |  | 0.7 | 310 |  | 217
| Amount of trips needed |  |  | 110 |  |  |  | Amount of trips needed |  |  | 657
| 2 |  |  | 220 |  |  |  | 1 |  |  | 657
| Accom/per day | days |  | Times amount of people |  |  |  | Accom/per day | days |  | Times amount of people
|  |  | 0 | 0 |  |  |  | 125 | 4 | 500 | 1000
|  |  |  | 220 | [6 empty] | 1657
|  |  | Parking | 36.5859 | 640.2529 | $17.50 per day

## Gib Linings
Ceilings Unlimited
Craigs Investment Partners - Fitout
Tauranga
2026-01-21
Gib Wall and Ceiling Linings
50
Item | Description | Qty | Unit | Constant | Constant X Unit = Total HRS | $ Lab per Unit | Total Labour | Materials per Unit | Total Materials | Total Labour & Materials | Total Labour & Materials Per Unit | Total | % Complete | Claim
Ceiling/Bulkhead Linings:
Level 4:
| (C-02) 13mm Gib Standard | 45 | m2 | 0.2 | 9 | 10 | 450 | 14 | 630 | 1080 | 24 | 1080 | 0% | 0
| Bulkhead to C-02/C-04 13mm Gib Standard | 45 | m2 | 0.35 | 15.75 | 17.5 | 787.5 | 14 | 630 | 1417.5 | 31.5 | 1417.5 | 0% | 0
| Trim to Floor Above | 41 | m | 0.1 | 4.1 | 5 | 205 | 0 | 0 | 205 | 5 | 205 | 0% | 0
| Sealant to Floor | 41 | m | 0.1 | 4.1 | 5 | 205 | 4 | 164 | 369 | 9 | 369 | 0% | 0
| Bulkhead to C-01/C-04 13mm Gib Standard | 14 | m2 | 0.35 | 4.9 | 17.5 | 245 | 14 | 196 | 441 | 31.5 | 441 | 0% | 0
| Trim to Floor Above | 13 | m | 0.1 | 1.3 | 5 | 65 | 0 | 0 | 65 | 5 | 65 | 0% | 0
| EV to Bottom Edge Return | 13 | m | 0.1 | 1.3 | 5 | 65 | 0 | 0 | 65 | 5 | 65 | 0% | 0
| Sealant to Floor | 13 | m | 0.1 | 1.3 | 5 | 65 | 4 | 52 | 117 | 9 | 117 | 0% | 0
| Bulkhead to C-01/C-02 13mm Gib Standard | 4 | m2 | 0.35 | 1.4 | 17.5 | 70 | 14 | 56 | 126 | 31.5 | 126 | 0% | 0
| Trim to Floor Above | 4 | m | 0.1 | 0.4 | 5 | 20 | 0 | 0 | 20 | 5 | 20 | 0% | 0
| EV to Bottom Edge Return | 4 | m | 0.1 | 0.4 | 5 | 20 | 0 | 0 | 20 | 5 | 20 | 0% | 0
| Sealant to Floor | 4 | m | 0.1 | 0.4 | 5 | 20 | 4 | 16 | 36 | 9 | 36 | 0% | 0 |  |  | 44.35
Level 5:
| Bulkhead to C-01/C-04 13mm Gib Standard | 15 | m2 | 0.35 | 5.25 | 17.5 | 262.5 | 14 | 210 | 472.5 | 31.5 | 472.5 | 0% | 0
| Trim to Floor Above | 14 | m | 0.1 | 1.4 | 5 | 70 | 0 | 0 | 70 | 5 | 70 | 0% | 0
| EV to Bottom Edge Return | 14 | m | 0.1 | 1.4 | 5 | 70 | 0 | 0 | 70 | 5 | 70 | 0% | 0
| Sealant to Floor | 14 | m | 0.05 | 0.7 | 2.5 | 35 | 4 | 56 | 91 | 6.5 | 91 | 0% | 0
Level 6:
| (C-02) 13mm Gib Standard | 4 | m2 | 0.2 | 0.8 | 10 | 40 | 14 | 56 | 96 | 24 | 96 | 0% | 0
| (C-03) 13mm Gib Noiseline | 249 | m2 | 0.2 | 49.8 | 10 | 2490 | 18.57 | 4623.93 | 7113.93 | 28.57 | 7113.93 | 0% | 0
| Caulking to Above | 300 | m | 0.05 | 15 | 2.5 | 750 | 2.5 | 750 | 1500 | 5 | 1500 | 0% | 0
| (C-09) 13mm Gib Aqualine | 36 | m2 | 0.22 | 7.92 | 11 | 396 | 24.97 | 898.92 | 1294.92 | 35.97 | 1294.92 | 0% | 0
| Bulkhead to C-03/C-11 13mm Gib Standard | 4 | m2 | 0.34 | 1.36 | 17 | 68 | 14 | 56 | 124 | 31 | 124 | 0% | 0
| Trim to Floor Above | 4 | m | 0.1 | 0.4 | 5 | 20 | 0 | 0 | 20 | 5 | 20 | 0% | 0
| EV to Bottom Edge Return | 4 | m | 0.1 | 0.4 | 5 | 20 | 0 | 0 | 20 | 5 | 20 | 0% | 0
| Sealant to Floor | 4 | m | 0.05 | 0.2 | 2.5 | 10 | 2.5 | 10 | 20 | 5 | 20 | 0% | 0 | 289
Wall Linings:
| Level 4: | [13 empty] | 878
31
| (P-10) 2/13mm Gib Noiseline | 4 | m2 | 0.42 | 1.68 | 21 | 84 | 37.14 | 148.56 | 232.56 | 58.14 | 232.56 | 0% | 0
| (P-10) 13mm Gib Noiseline | 4 | m2 | 0.21 | 0.84 | 10.5 | 42 | 18.57 | 74.28 | 116.28 | 29.07 | 116.28 | 0% | 0
| Soundseal | 8 | m | 0.05 | 0.4 | 2.5 | 20 | 2.5 | 20 | 40 | 5 | 40 | 0% | 0
| Trim to Floor Above | 12 | m | 0.1 | 1.2 | 5 | 60 | 0 | 0 | 60 | 5 | 60 | 0% | 0
| (P-11) 13mm Gib Overlay | Refer Partitions
| (P-13) | Refer Suspended Ceilings/Potters
| (P-20A) 2/13mm Gib Noiseline | 34 | m2 | 0.42 | 14.28 | 21 | 714 | 37.14 | 1262.76 | 1976.76 | 58.14 | 1976.76 | 0% | 0
| (P-20A) 13mm Gib Noiseline | 34 | m2 | 0.21 | 7.14 | 10.5 | 357 | 18.57 | 631.38 | 988.38 | 29.07 | 988.38 | 0% | 0
| Soundseal | 36 | m | 0.05 | 1.8 | 2.5 | 90 | 2.5 | 90 | 180 | 5 | 180 | 0% | 0
| (P-20A) 13mm Noiseline Bulkhead/Upstand | 20 | m2 | 0.21 | 4.2 | 10.5 | 210 | 18.57 | 371.4 | 581.4 | 29.07 | 581.4 | 0% | 0
| EV less then 300 bottom edge | 18 | m | 0.1 | 1.8 | 5 | 90 | 0 | 0 | 90 | 5 | 90 | 0% | 0
| Trim to Floor Above | 27 | m | 0.1 | 2.7 | 5 | 135 | 0 | 0 | 135 | 5 | 135 | 0% | 0
| (P-21S) 2/13mm Gib Noiseline | 19 | m2 | 0.42 | 7.98 | 21 | 399 | 37.14 | 705.66 | 1104.66 | 58.14 | 1104.66 | 0% | 0
| (P-21S) 13mm Gib Noiseline | 19 | m2 | 0.21 | 3.99 | 10.5 | 199.5 | 18.57 | 352.83 | 552.33 | 29.07 | 552.33 | 0% | 0
| Soundseal | 14 | m | 0.05 | 0.7 | 2.5 | 35 | 2.5 | 35 | 70 | 5 | 70 | 0% | 0
| (P-21) 2/13mm Gib Noiseline | 141 | m2 | 0.42 | 59.22 | 21 | 2961 | 37.14 | 5236.74 | 8197.74 | 58.14 | 8197.74 | 0% | 0
| (P-21) 13mm Gib Noiseline | 141 | m2 | 0.21 | 29.61 | 10.5 | 1480.5 | 18.57 | 2618.37 | 4098.87 | 29.07 | 4098.87 | 0% | 0
| Soundseal | 96 | m | 0.05 | 4.8 | 2.5 | 240 | 2.5 | 240 | 480 | 5 | 480 | 0% | 0
| (P-21A) 2/13mm Gib Noiseline | 28 | m2 | 0.42 | 11.76 | 21 | 588 | 37.14 | 1039.92 | 1627.92 | 58.14 | 1627.92 | 0% | 0
| (P-21A) 13mm Gib Noiseline | 28 | m2 | 0.21 | 5.88 | 10.5 | 294 | 18.57 | 519.96 | 813.96 | 29.07 | 813.96 | 0% | 0
| Soundseal | 18 | m | 0.05 | 0.9 | 2.5 | 45 | 2.5 | 45 | 90 | 5 | 90 | 0% | 0
| (P-23) 13mm Gib Standard | 168 | m2 | 0.18 | 30.24 | 9 | 1512 | 14 | 2352 | 3864 | 23 | 3864 | 0% | 0
| (P-23S) 13mm Gib Standard | 24 | m2 | 0.18 | 4.32 | 9 | 216 | 14 | 336 | 552 | 23 | 552 | 0% | 0
| (P-23AS) 13mm Gib Standard | 24 | m2 | 0.18 | 4.32 | 9 | 216 | 14 | 336 | 552 | 23 | 552 | 0% | 0
| (P-23A) 13mm Gib Standard | 148 | m2 | 0.18 | 26.64 | 9 | 1332 | 14 | 2072 | 3404 | 23 | 3404 | 0% | 0
| (P-23B) 13mm Gib Standard | 62 | m2 | 0.18 | 11.16 | 9 | 558 | 14 | 868 | 1426 | 23 | 1426 | 0% | 0
| (P-23B) 13mm Gib Bulkhead/Upstand | 11 | m2 | 0.2 | 2.2 | 10 | 110 | 14 | 154 | 264 | 24 | 264 | 0% | 0
| Trim to Floor Above | 11 | m | 0.15 | 1.65 | 7.5 | 82.5 | 0 | 0 | 82.5 | 7.5 | 82.5 | 0% | 0
| EV Curveline to P-20A | 7 | m | 0 | 0 | 0 | 0 | 310 | 2170 | 2170 | 310 | 2170 | 0% | 0
| EV Curveline to P-23B | 7 | m | 0 | 0 | 0 | 0 | 213 | 1491 | 1491 | 213 | 1491 | 0% | 0
| EV Trim Services to Bulkheads | 1 | item | 1 | 1 | 50 | 50 | 214 | 214 | 264 | 264 | 264 | 0% | 0
| 1/6.5mm Layer of Curveline Gib to Columns | 12 | no | 2.25 | 27 | 112.5 | 1350 | 215 | 2580 | 3930 | 327.5 | 3930 | 0% | 0
| 2/6.5mm Layer of Curveline Gib to Coumns (PF-01) | 1 | no | 4 | 4 | 200 | 200 | 430 | 430 | 630 | 630 | 630 | 0% | 0
| Level 5: | [13 empty] | 762
25
| (P-10) 2/13mm Gib Noiseline | 14 | m2 | 0.42 | 5.88 | 21 | 294 | 37.14 | 519.96 | 813.96 | 58.14 | 813.96 | 0% | 0
| (P-10) 13mm Gib Noiseline | 14 | m2 | 0.21 | 2.94 | 10.5 | 147 | 18.57 | 259.98 | 406.98 | 29.07 | 406.98 | 0% | 0
| Soundseal | 28 | m | 0.05 | 1.4 | 2.5 | 70 | 2.5 | 70 | 140 | 5 | 140 | 0% | 0
| Trim to Floor Above | 42 | m | 0.1 | 4.2 | 5 | 210 | 0 | 0 | 210 | 5 | 210 | 0% | 0
| (P-11) 13mm Gib Overlay | Refer Partitions
| (P-20) 2/13mm Gib Noiseline | 114 | m2 | 0.42 | 47.88 | 21 | 2394 | 37.14 | 4233.96 | 6627.96 | 58.14 | 6627.96 | 0% | 0
| (P-20) 13mm Gib Noiseline | 114 | m2 | 0.21 | 23.94 | 10.5 | 1197 | 18.57 | 2116.98 | 3313.98 | 29.07 | 3313.98 | 0% | 0
| Soundseal | 116 | m | 0.05 | 5.8 | 2.5 | 290 | 2.5 | 290 | 580 | 5 | 580 | 0% | 0
| (P-20A) 2/13mm Gib Noiseline | 72 | m2 | 0.42 | 30.24 | 21 | 1512 | 37.14 | 2674.08 | 4186.08 | 58.14 | 4186.08 | 0% | 0
| (P-20A) 13mm Gib Noiseline | 72 | m2 | 0.21 | 15.12 | 10.5 | 756 | 18.57 | 1337.04 | 2093.04 | 29.07 | 2093.04 | 0% | 0
| Soundseal | 72 | m | 0.05 | 3.6 | 2.5 | 180 | 2.5 | 180 | 360 | 5 | 360 | 0% | 0
| (P-20A) 13mm Noiseline Bulkhead/Upstand | 20 | m2 | 0.21 | 4.2 | 10.5 | 210 | 18.57 | 371.4 | 581.4 | 29.07 | 581.4 | 0% | 0
| EV less then 300 bottom edge | 18 | m | 0.1 | 1.8 | 5 | 90 | 2.5 | 45 | 135 | 7.5 | 135 | 0% | 0
| Trim to Floor Above | 87 | m | 0.1 | 8.7 | 5 | 435 | 0 | 0 | 435 | 5 | 435 | 0% | 0
| (P-21) 2/13mm Gib Noiseline | 84 | m2 | 0.42 | 35.28 | 21 | 1764 | 37.14 | 3119.76 | 4883.76 | 58.14 | 4883.76 | 0% | 0
| (P-21) 13mm Gib Noiseline | 84 | m2 | 0.21 | 17.64 | 10.5 | 882 | 18.57 | 1559.88 | 2441.88 | 29.07 | 2441.88 | 0% | 0
| Soundseal | 58 | m | 0.05 | 2.9 | 2.5 | 145 | 2.5 | 145 | 290 | 5 | 290 | 0% | 0
| (P-21A) 2/13mm Gib Noiseline | 16 | m2 | 0.42 | 6.72 | 21 | 336 | 37.14 | 594.24 | 930.24 | 58.14 | 930.24 | 0% | 0
| (P-21A) 13mm Gib Noiseline | 16 | m2 | 0.21 | 3.36 | 10.5 | 168 | 18.57 | 297.12 | 465.12 | 29.07 | 465.12 | 0% | 0
| Soundseal | 10 | m | 0.05 | 0.5 | 2.5 | 25 | 2.5 | 25 | 50 | 5 | 50 | 0% | 0
| (P-23) 13mm Gib Standard | 30 | m2 | 0.18 | 5.4 | 9 | 270 | 14 | 420 | 690 | 23 | 690 | 0% | 0
| (P-23A) 13mm Gib Standard | 104 | m2 | 0.18 | 18.72 | 9 | 936 | 14 | 1456 | 2392 | 23 | 2392 | 0% | 0
| (P-23B) 13mm Gib Standard | 28 | m2 | 0.18 | 5.04 | 9 | 252 | 14 | 392 | 644 | 23 | 644 | 0% | 0
| (P-23B) 13mm Gib Bulkhead/Upstand | 5 | m2 | 0.2 | 1 | 10 | 50 | 14 | 70 | 120 | 24 | 120 | 0% | 0
| Trim to Floor Above | 5 | m | 0.1 | 0.5 | 5 | 25 | 0 | 0 | 25 | 5 | 25 | 0% | 0
| EV Curveline to P-21A | 2 | m | 0 | 0 | 0 | 0 | 310 | 620 | 620 | 310 | 620 | 0% | 0
| EV Curveline to P-20A | 8 | m | 0 | 0 | 0 | 0 | 310 | 2480 | 2480 | 310 | 2480 | 0% | 0
| 1/6.5mm Layer of Curveline Gib to Columns | 12 | no | 2.25 | 27 | 112.5 | 1350 | 215 | 2580 | 3930 | 327.5 | 3930 | 0% | 0
| Level 6: | [13 empty] | 1324
76
| (P-10) 2/13mm Gib Noiseline | 68 | m2 | 0.42 | 28.56 | 21 | 1428 | 37.14 | 2525.52 | 3953.52 | 58.14 | 3953.52 | 0% | 0
| (P-10) 13mm Gib Noiseline | 68 | m2 | 0.21 | 14.28 | 10.5 | 714 | 18.57 | 1262.76 | 1976.76 | 29.07 | 1976.76 | 0% | 0
| Soundseal | 96 | m | 0.05 | 4.8 | 2.5 | 240 | 2.5 | 240 | 480 | 5 | 480 | 0% | 0
| Trim to Floor Above | 144 | m | 0.1 | 14.4 | 5 | 720 | 0 | 0 | 720 | 5 | 720 | 0% | 0
| (P-12) 2/13mm Gib Noiseline | 15 | m2 | 0.42 | 6.3 | 21 | 315 | 37.14 | 557.1 | 872.1 | 58.14 | 872.1 | 0% | 0
| (P-12) 13mm Gib Noiseline | 15 | m2 | 0.21 | 3.15 | 10.5 | 157.5 | 18.57 | 278.55 | 436.05 | 29.07 | 436.05 | 0% | 0
| Soundseal | 20 | m | 0.05 | 1 | 2.5 | 50 | 2.5 | 50 | 100 | 5 | 100 | 0% | 0
| Trim to Floor Above | 40 | m | 0.1 | 4 | 5 | 200 | 0 | 0 | 200 | 5 | 200 | 0% | 0
| (P-13) | Refer Suspended Ceilings/Potters
| (P-20) 2/13mm Gib Noiseline | 239 | m2 | 0.42 | 100.38 | 21 | 5019 | 37.14 | 8876.46 | 13895.46 | 58.14 | 13895.46 | 0% | 0
| (P-20) 13mm Gib Noiseline | 239 | m2 | 0.21 | 50.19 | 10.5 | 2509.5 | 18.57 | 4438.23 | 6947.73 | 29.07 | 6947.73 | 0% | 0
| Soundseal | 216 | m | 0.05 | 10.8 | 2.5 | 540 | 2.5 | 540 | 1080 | 5 | 1080 | 0% | 0
| Trim to Floor Above | 162 | m | 0.1 | 16.2 | 5 | 810 | 0 | 0 | 810 | 5 | 810 | 0% | 0
| (P-20A) 2/13mm Gib Noiseline | 221 | m2 | 0.42 | 92.82 | 21 | 4641 | 37.14 | 8207.94 | 12848.94 | 58.14 | 12848.94 | 0% | 0
| (P-20A) 13mm Gib Noiseline | 221 | m2 | 0.21 | 46.41 | 10.5 | 2320.5 | 18.57 | 4103.97 | 6424.47 | 29.07 | 6424.47 | 0% | 0
| Soundseal | 200 | m | 0.05 | 10 | 2.5 | 500 | 2.5 | 500 | 1000 | 5 | 1000 | 0% | 0
| (P-20A) 13mm Noiseline Bulkhead/Upstand | 76 | m2 | 0.21 | 15.96 | 10.5 | 798 | 18.57 | 1411.32 | 2209.32 | 29.07 | 2209.32 | 0% | 0
| EV less then 300 bottom edge | 50 | m | 0.1 | 5 | 5 | 250 | 0 | 0 | 250 | 5 | 250 | 0% | 0
| Trim to Floor Above | 50 | m | 0.1 | 5 | 5 | 250 | 0 | 0 | 250 | 5 | 250 | 0% | 0
| Adjust for ID 502, Detail 6 Coffer Detail | -30 | m | 0.1 | -3 | 5 | -150 | 0 | 0 | -150 | 5 | -150 | 0% | 0
| (P-23) 13mm Gib Standard | 116 | m2 | 0.18 | 20.88 | 9 | 1044 | 14 | 1624 | 2668 | 23 | 2668 | 0% | 0
| (P-23S) 13mm Gib Standard | 26 | m2 | 0.18 | 4.68 | 9 | 234 | 14 | 364 | 598 | 23 | 598 | 0% | 0
| (P-23AS) 13mm Gib Standard | 14 | m2 | 0.18 | 2.52 | 9 | 126 | 14 | 196 | 322 | 23 | 322 | 0% | 0
| (P-23A) 13mm Gib Standard | 20 | m2 | 0.18 | 3.6 | 9 | 180 | 14 | 280 | 460 | 23 | 460 | 0% | 0
| (P-24) 13mm Gib Noisleine | 62 | m2 | 0.21 | 13.02 | 10.5 | 651 | 18.57 | 1151.34 | 1802.34 | 29.07 | 1802.34 | 0% | 0
| Soundseal | 28 | m | 0.05 | 1.4 | 2.5 | 70 | 2.5 | 70 | 140 | 5 | 140 | 0% | 0
| Trim to Floor Above | 14 | m | 0.1 | 1.4 | 5 | 70 | 0 | 0 | 70 | 5 | 70 | 0% | 0
| EV Curveline to P-20A | 12 | m | 0 | 0 | 0 | 0 | 348 | 4176 | 4176 | 348 | 4176 | 0% | 0
| EV Trim Services to Bulkheads | 1 | item | 18 | 18 | 900 | 900 | 500 | 500 | 1400 | 1400 | 1400 | 0% | 0
| 1/6.5mm Layer of Curveline Gib to Columns | 4 | no | 2.25 | 9 | 112.5 | 450 | 215 | 860 | 1310 | 327.5 | 1310 | 0% | 0
| 2/6.5mm Layer of Curveline Gib to Coumns (PF-01) | 11 | no | 4 | 44 | 200 | 2200 | 430 | 4730 | 6930 | 630 | 6930 | 0% | 0
[5 empty] | 1226.9 |  | 61345 |  | 107600.3
| Total of above | [10 empty] | 168945.3 |  | 0
Miscellaneous
| P&G - Admin / Supervision |  | Sum | [7 empty] | 2.05% | 3463.3787 |  | 0
| P&G - Site Establishment |  | Sum | [7 empty] | 1% | 1689.453 |  | 0
| P&G - Access Equip |  | Sum | [7 empty] | 0.25% | 422.3632 |  | 0
| P&G - Parking |  | Sum | [7 empty] | 1.634% | 2760.525
| P&G Travel |  | Sum | [10 empty] | 0
| Sub total | [10 empty] | 177281.0199 |  | 0
| Margin | [9 empty] | 5% | 8864.051 |  | 0
| TOTAL OF GIB LININGS | [10 empty] | 186146 | 0% | 0
[13 empty] | 4.934% |  | 5%
[6 empty] | Parking |  |  |  | 317.76 | LEVEL 4 | 44026.86 | 2172.2745 | 46199.1345 | 2309.9567 | 48509.0913
Man
[6 empty] | 153.3625 | 1 |  |  | 288.51 | LEVEL 5 | 40548.9 | 2000.6728 | 42549.5728 | 2127.4786 | 44677.0515
[6 empty] | 153.3625 | 18 | 2760.525
[10 empty] | 620.63 | LEVEL 6 | 84369.54 | 4162.7725 | 88532.3125 | 4426.6156 | 92958.9282
[10 empty] | 1226.9 |  | 168945.3 |  |  |  | 186145.0709
| Rate build for travel by car | [6 empty] | Rate build for travel by car
| Travel there and back based on 4 | [6 empty] | Travel there and back based on 1
| hrs travel per person | Rate /Km | Total | Number of people |  |  |  | hrs travel per person | Rate /Km | Total | Number of people
| 1 | 55 | 55 | 110 | 2 |  |  | 4 | 55 | 220 | 440 | 2
| km |  |  | There and back |  |  |  | km |  |  | There and back
| 0.7 |  |  | 0 |  |  |  | 0.7 | 310 |  | 217
| Amount of trips needed |  |  | 110 |  |  |  | Amount of trips needed |  |  | 657
| 2 |  |  | 220 |  |  |  | 1 |  |  | 657
| Accom/per day | days |  | Times amount of people |  |  |  | Accom/per day | days |  | Times amount of people
|  |  | 0 | 0 |  |  |  | 125 | 4 | 500 | 1000
|  |  |  | 220 | [6 empty] | 1657
|  |  | Parking | 144.3412 | 2525.9706 | $17.50 per day

## Stopping
Ceilings Unlimited
Craigs Investment Partners - Fitout
Tauranga
2026-01-21
Stopping
42
Item | Description | Qty | Unit | Constant | Constant X Unit = Total HRS | $ Lab per Unit | Total Labour | Materials per Unit | Total Materials | Total Labour & Materials | Total Labour & Materials Per Unit | Total | % Complete | Claim |  |  |  | External | Cap | P-01 | External | Cap | P-01 | External | Cap | P-01
[18 empty] | Level 4 |  |  | Level 5 |  |  | Level 6
| Ceiling Stopping: | [16 empty] | 93 | 84 | 82 | 71 | 53 | 34 | 192 | 152 | 13
[17 empty] | P-10 | 8 | 8 | 0 | 28 | 28 | 0 | 96 | 96 | 0
| Level 4: | [15 empty] | P-11 | 0 | 0 | 23 | 0 | 0 | 11 | 0 | 0 | 0
| Level 4 Stopping to Gib Board | 45 | m2 | 0.2 | 9 | 8.4 | 378 | 0.95 | 42.75 | 420.75 | 9.35 | 420.75 | 0% | 0 |  |  | P-12 | 0 | 0 | 0 | 0 | 0 | 0 | 20 | 30 | 0
| Level 4 to Bulkhead | 63 | m2 | 0.25 | 15.75 | 10.5 | 661.5 | 0.95 | 59.85 | 721.35 | 11.45 | 721.35 | 0% | 0 |  |  | P-13 | 7 | 7 | 7 | 0 | 0 | 0 | 4 | 4 | 4
| External Corner - Bulkhead | 93 | m | 0.15 | 13.95 | 6.3 | 585.9 | 2.5 | 232.5 | 818.4 | 8.8 | 818.4 | 0% | 0 |  |  | P-20 | 0 | 0 | 0 | 0 | 0 | 0 | 0 | 0 | 0
| P13/P26 | 84 | m | 0.18 | 15.12 | 7.56 | 635.04 | 2.5 | 210 | 845.04 | 10.06 | 845.04 | 0% | 0 |  |  | P-20a | 9 | 0 | 0 | 18 | 0 | 0 | 50 | 0 | 0
| P01 Trim - Plasterboard Strip | 82 | m | 0.15 | 12.3 | 6.3 | 516.6 | 3 | 246 | 762.6 | 9.3 | 762.6 | 0% | 0 |  |  | P-21 | 0 | 0 | 0 | 0 | 0 | 0 | 0 | 0 | 0
| Square Stopping | 28 | m | 0.15 | 4.2 | 6.3 | 176.4 | 1.4 | 39.2 | 215.6 | 7.7 | 215.6 | 0% | 0 |  |  | P-21s | 0 | 0 | 0 | 0 | 0 | 0 | 0 | 0 | 0
[17 empty] | P-21a | 0 | 0 | 10 | 0 | 0 | 5 | 0 | 0 | 0
| Level 5: | [15 empty] | P-23 | 0 | 0 | 0 | 0 | 0 | 0 | 0 | 0 | 0
| Level 4 to Bulkhead | 15 | m2 | 0.25 | 3.75 | 10.5 | 157.5 | 0.95 | 14.25 | 171.75 | 11.45 | 171.75 | 0% | 0 |  |  | P-23s | 0 | 0 | 0 | 0 | 0 | 0 | 0 | 0 | 0
| External Corner - Bulkhead | 71 | m | 0.15 | 10.65 | 6.3 | 447.3 | 2.5 | 177.5 | 624.8 | 8.8 | 624.8 | 0% | 0 |  |  | P-23a | 0 | 0 | 25 | 0 | 0 | 18 | 0 | 0 | 3
| P13/P26 | 53 | m | 0.18 | 9.54 | 7.56 | 400.68 | 2.5 | 132.5 | 533.18 | 10.06 | 533.18 | 0% | 0 |  |  | P-23as | 0 | 0 | 4 | 0 | 0 | 0 | 0 | 0 | 2
| P01 Trim - Plasterboard Strip | 34 | m | 0.15 | 5.1 | 6.3 | 214.2 | 3 | 102 | 316.2 | 9.3 | 316.2 | 0% | 0 |  |  | P-23b | 11 | 11 | 0 | 5 | 5 | 0 | 0 | 0 | 0
[17 empty] | P-24 | 0 | 0 | 0 | 0 | 0 | 0 | 0 | 0 | 0
[18 empty] | 58 | 58 | 13 | 20 | 20 | 0 | 22 | 22 | 4
Level 6:
| Level 4 Stopping to Gib Board | 285 | m2 | 0.2 | 57 | 8.4 | 2394 | 0.95 | 270.75 | 2664.75 | 9.35 | 2664.75 | 0% | 0
| Level 4 to Bulkhead | 4 | m2 | 0.25 | 1 | 10.5 | 42 | 0.95 | 3.8 | 45.8 | 11.45 | 45.8 | 0% | 0
| External Corner - Bulkhead | 192 | m | 0.15 | 28.8 | 6.3 | 1209.6 | 2.5 | 480 | 1689.6 | 8.8 | 1689.6 | 0% | 0
| P13/P26 | 152 | m | 0.18 | 27.36 | 7.56 | 1149.12 | 2.5 | 380 | 1529.12 | 10.06 | 1529.12 | 0% | 0
| P01 Trim - Linear Tray Edge | 70 | m | 0.15 | 10.5 | 6.3 | 441 | 3 | 210 | 651 | 9.3 | 651 | 0% | 0
| P01 Trim - Plasterboard Strip | 13 | m | 0.15 | 1.95 | 6.3 | 81.9 | 3 | 39 | 120.9 | 9.3 | 120.9 | 0% | 0
| Stop Edge of C-10 Ceiling to Perforated C-11 | 9 | m | 0.15 | 1.35 | 6.3 | 56.7 | 1.4 | 12.6 | 69.3 | 7.7 | 69.3 | 0% | 0
| Square Stopping | 327 | m | 0.15 | 49.05 | 6.3 | 2060.1 | 1.4 | 457.8 | 2517.9 | 7.7 | 2517.9 | 0% | 0
| Control Joints | 17 | m | 0.4 | 6.8 | 16.8 | 285.6 | 15 | 255 | 540.6 | 31.8 | 540.6 | 0% | 0
Wall Stopping:
Level 4:
| Level 4 Stopping - Walls | 878 | m2 | 0.2 | 175.6 | 8.4 | 7375.2 | 0.95 | 834.1 | 8209.3 | 9.35 | 8209.3 | 0% | 0
| Level 4 Stopping - Upstand | 31 | m2 | 0.25 | 7.75 | 10.5 | 325.5 | 0.95 | 29.45 | 354.95 | 11.45 | 354.95 | 0% | 0
| External Corners | 101 | m | 0.15 | 15.15 | 6.3 | 636.3 | 2.5 | 252.5 | 888.8 | 8.8 | 888.8 | 0% | 0
| External Corners - Abutting Ali Edge | 165 | m | 0.15 | 24.75 | 6.3 | 1039.5 | 2.5 | 412.5 | 1452 | 8.8 | 1452 | 0% | 0
| Stop Curveline Columns | 13 | no | 0 | 0 | 0 | 0 | 165 | 2145 | 2145 | 165 | 2145 | 0% | 0
Level 5:
| Level 4 Stopping - Walls | 762 | m2 | 0.2 | 152.4 | 8.4 | 6400.8 | 0.95 | 723.9 | 7124.7 | 9.35 | 7124.7 | 0% | 0
| Level 4 Stopping - Upstand | 25 | m2 | 0.25 | 6.25 | 10.5 | 262.5 | 0.95 | 23.75 | 286.25 | 11.45 | 286.25 | 0% | 0
| External Corners | 99 | m | 0.15 | 14.85 | 6.3 | 623.7 | 2.5 | 247.5 | 871.2 | 8.8 | 871.2 | 0% | 0
| External Corners - Abutting Ali Edge | 130 | m | 0.15 | 19.5 | 6.3 | 819 | 2.5 | 325 | 1144 | 8.8 | 1144 | 0% | 0
| Stop Curveline Columns | 19 | no | 0 | 0 | 0 | 0 | 165 | 3135 | 3135 | 165 | 3135 | 0% | 0
Level 6:
| Level 4 Stopping - Walls | 1324 | m2 | 0.2 | 264.8 | 8.4 | 11121.6 | 0.95 | 1257.8 | 12379.4 | 9.35 | 12379.4 | 0% | 0
| Level 4 Stopping - Upstand | 76 | m2 | 0.25 | 19 | 10.5 | 798 | 0.95 | 72.2 | 870.2 | 11.45 | 870.2 | 0% | 0
| External Corners | 45 | m | 0.15 | 6.75 | 6.3 | 283.5 | 2.5 | 112.5 | 396 | 8.8 | 396 | 0% | 0
| External Corners - Abutting Ali Edge | 245 | m | 0.15 | 36.75 | 6.3 | 1543.5 | 2.5 | 612.5 | 2156 | 8.8 | 2156 | 0% | 0
| Stop Curveline Columns | 15 | no | 0 | 0 | 0 | 0 | 165 | 2475 | 2475 | 165 | 2475 | 0% | 0
[5 empty] | 1026.72 |  | 43122.24 |  | 16024.2
| Total of above | [10 empty] | 59146.44 |  | 0
Miscellaneous
| P&G - Admin / Supervision |  | Sum | [7 empty] | 2.05% | 1212.502 |  | 0
| P&G - Site Establishment |  | Sum | [7 empty] | 1% | 591.4644 |  | 0
| P&G - Access Equip |  | Sum | [7 empty] | 0.25% | 147.8661 |  | 0
| P&G - Parking |  | Sum | [7 empty] | 3.906% | 2310.12
| P&G Travel |  | Sum | [10 empty] | 0
| Sub total | [10 empty] | 63408.3925 |  | 0
| Margin | [9 empty] | 5% | 3170.4196 |  | 0
| TOTAL OF STOPPING | [10 empty] | 66579 | 0% | 0
[13 empty] | 7.206% |  | 5%
[6 empty] | Parking |  |  |  | 293.57 | LEVEL 4 | 16833.79 | 1213.0031 | 18046.7931 | 902.3397 | 18949.1327
Man
[6 empty] | 128.34 | 1 |  |  | 222.04 | LEVEL 5 | 14207.08 | 1023.7286 | 15230.8086 | 761.5404 | 15992.349
[6 empty] | 128.34 | 18 | 2310.12
[10 empty] | 511.11 | LEVEL 6 | 28105.57 | 2025.2209 | 30130.7909 | 1506.5395 | 31637.3304
[10 empty] | 1026.72 |  | 59146.44 |  |  |  | 66578.8121
| Rate build for travel by car | [6 empty] | Rate build for travel by car
| Travel there and back based on 4 | [6 empty] | Travel there and back based on 1
| hrs travel per person | Rate /Km | Total | Number of people |  |  |  | hrs travel per person | Rate /Km | Total | Number of people
| 1 | 55 | 55 | 110 | 2 |  |  | 4 | 55 | 220 | 440 | 2
| km |  |  | There and back |  |  |  | km |  |  | There and back
| 0.7 |  |  | 0 |  |  |  | 0.7 | 310 |  | 217
| Amount of trips needed |  |  | 110 |  |  |  | Amount of trips needed |  |  | 657
| 2 |  |  | 220 |  |  |  | 1 |  |  | 657
| Accom/per day | days |  | Times amount of people |  |  |  | Accom/per day | days |  | Times amount of people
|  |  | 0 | 0 |  |  |  | 125 | 4 | 500 | 1000
|  |  |  | 220 | [6 empty] | 1657
|  |  | Parking | 120.7906 | 2113.8353 | $17.50 per day

## Potters Rigitone Matrix
Ceilings Unlimited
Craigs Investment Partners - Fitout
Tauranga
2026-01-21
Potters Rigitone Matrix Ceiling Lining
50
Item | Description | Qty | Unit | Constant | Constant X Unit = Total HRS | $ Lab per Unit | Total Labour | Materials per Unit | Total Materials | Total Labour & Materials | Total Labour & Materials Per Unit | Total | % Complete | Claim
Ceiling:
| Level 4: | Nil
| Level 5: | Nil
Level 6:
| (C-11) Potters Rigitone Matrix 12mm | 204 | m2 | 1.25 | 255 | 62.5 | 12750 | 85.95 | 17533.8 | 30283.8 | 148.45 | 30283.8 | 0% | 0
| EV for Service Pentrations | 204 | m2 | 0.25 | 51 | 12.5 | 2550 | 0 | 0 | 2550 | 12.5 | 2550 | 0% | 0
| Caulking to Sheet Joints | 204 | m2 | 0.25 | 51 | 12.5 | 2550 | 3.35 | 683.4 | 3233.4 | 15.85 | 3233.4 | 0% | 0 | 261 l/m
| Misc - Caulking attachements, guns, spacers, primer etc | 1 | item | 0 | 0 | 0 | 0 | 500 | 500 | 500 | 500 | 500 | 0% | 0
| Stopping of Screw Holes | 204 | m2 | 0.25 | 51 | 12.5 | 2550 | 3 | 612 | 3162 | 15.5 | 3162 | 0% | 0
| Powdercoated Perimeter Angle to Cap Off Perforation to Perimeter | 155 | m | 0.15 | 23.25 | 7.5 | 1162.5 | 20 | 3100 | 4262.5 | 27.5 | 4262.5 | 0% | 0
Walls/Columns:
| Level 4: | Nil
| Level 5: | Nil
| Level 6: | Nil
[5 empty] | 431.25 |  | 21562.5 |  | 22429.2
| Total of above | [10 empty] | 43991.7 |  | 0
Miscellaneous
| P&G - Admin / Supervision |  | Sum | [7 empty] | 2.05% | 901.8299 |  | 0
| P&G - Site Establishment |  | Sum | [7 empty] | 1% | 439.917 |  | 0
| P&G - Access Equip |  | Sum | [7 empty] | 0.25% | 109.9793 |  | 0
| P&G - Parking |  | Sum | [7 empty] | 2.206% | 970.3125
| P&G Travel |  | Sum | [10 empty] | 0
| Sub total | [10 empty] | 46413.7386 |  | 0
| Margin | [9 empty] | 5% | 2320.6869 |  | 0
| TOTAL OF POTTERS RIGITONE MATRIX | [10 empty] | 48735 | 0% | 0
[13 empty] | 5.506% |  | 5%
[6 empty] | Parking |  |  |  |  | LEVEL 4 |  |  | 0 |  | 0
Man
[6 empty] | 53.9062 | 1 |  |  |  | LEVEL 5 |  |  | 0 |  | 0
[6 empty] | 53.9062 | 18 | 970.3125
[10 empty] | 431.25 | LEVEL 6 |  |  | 0 |  | 0
[12 empty] | 0 |  |  |  | 0
| Rate build for travel by car | [6 empty] | Rate build for travel by car
| Travel there and back based on 4 | [6 empty] | Travel there and back based on 1
| hrs travel per person | Rate /Km | Total | Number of people |  |  |  | hrs travel per person | Rate /Km | Total | Number of people
| 1 | 55 | 55 | 110 | 2 |  |  | 4 | 55 | 220 | 440 | 2
| km |  |  | There and back |  |  |  | km |  |  | There and back
| 0.7 |  |  | 0 |  |  |  | 0.7 | 310 |  | 217
| Amount of trips needed |  |  | 110 |  |  |  | Amount of trips needed |  |  | 657
| 2 |  |  | 220 |  |  |  | 1 |  |  | 657
| Accom/per day | days |  | Times amount of people |  |  |  | Accom/per day | days |  | Times amount of people
|  |  | 0 | 0 |  |  |  | 125 | 4 | 500 | 1000
|  |  |  | 220 | [6 empty] | 1657
|  |  | Parking | 50.7353 | 887.8676 | $17.50 per day

## Ambitec
Ceilings Unlimited
Craigs Investment Partners - Fitout
Tauranga
2026-01-21
Ambitec (PF-01 and PF-02 to Wall and Bulkheads Only)
50
Item | Description | Qty | Unit | Constant | Constant X Unit = Total HRS | $ Lab per Unit | Total Labour | Materials per Unit | Total Materials | Total Labour & Materials | Total Labour & Materials Per Unit | Total | % Complete | Claim
[18 empty] | PF-01 | PF-02
Ceiling:
[18 empty] | 72960 | 29460 |  | 102420
| Level 4: | Nil
| Level 5: | Nil
| Level 6: | Nil
Bulkheads:
Level 4:
| PF-01 | 45 | m2 | 0 | 0 | 0 | 0 | 233 | 10485 | 10485 | 233 | 10485 | 0% | 0 |  | 190 |  | 8550
Level 5:
| PF-01 | 59 | m2 | 0 | 0 | 0 | 0 | 233 | 13747 | 13747 | 233 | 13747 | 0% | 0 |  | 190 |  | 11210
Level 6:
| PF-01 | Nil
Walls/Columns:
Level 4:
| PF-01, Walls to 2.9m | 98 | m2 | 0 | 0 | 0 | 0 | 233 | 22834 | 22834 | 233 | 22834 | 0% | 0 |  | 190 |  | 18620
| PF-01, Columns (1x) | 10 | m2 | 0 | 0 | 0 | 0 | 233 | 2330 | 2330 | 233 | 2330 | 0% | 0 |  | 190 |  | 1900
| PF-02 | Nil
Level 5:
| PF-01, Walls to 2.9m | 58 | m2 | 0 | 0 | 0 | 0 | 233 | 13514 | 13514 | 233 | 13514 | 0% | 0 |  | 190 |  | 11020
| PF-02 | Nil
Level 6:
| PF-01, Walls to 3.0m - 3.1m | 34 | m2 | 0 | 0 | 0 | 0 | 233 | 7922 | 7922 | 233 | 7922 | 0% | 0 |  | 190 |  | 6460
| PF-01, Columns (11x) | 80 | m2 | 0 | 0 | 0 | 0 | 233 | 18640 | 18640 | 233 | 18640 | 0% | 0 |  | 190 |  | 15200
| Bronze Finishing Coffer Trim and Skirting to Above, BR-01 (ID 501) | 2 | no | 3 | 6 | 150 | 300 | 462 | 924 | 1224 | 612 | 1224 | 0% | 0
| PF-02 | 92 | m2 | 1 | 92 | 50 | 4600 | 339.538 | 31237.5 | 35837.5 | 389.538 | 35837.5 | 0% | 0
| 74 Sheets @ $330 | 24420 | [12 empty] | 74 | 330 |  |  | 24420
| 15 Sheets @ $360 Curved | 5400 | [12 empty] | 14 | 360 |  |  | 5040
| 89 Sheets @ $5 freight | 445
| 89 Sheets @ $2.50 Glue | 222.5
| Loadin 10 mins per sheet 15.0 hr @ $50 | 750
|  | 31237.5 | 339.538 | m2
[5 empty] | 98 |  | 4900 |  | 121633.5
| Total of above | [10 empty] | 126533.5 |  | 0
| Miscellaneous | [14 empty] | 1224 | 42.525 | 1266.525 | 44.3284 | 1310.8533
[16 empty] | 35837.5 | 1245.0887 | 37082.5887 | 1297.8906 | 38380.4793
| P&G - Admin / Supervision |  | Sum | [7 empty] | 2.05% | 2593.9368 |  | 0
| P&G - Site Establishment |  | Sum | [7 empty] | 1% | 1265.335 |  | 0
| P&G - Access Equip |  | Sum | [7 empty] | 0.25% | 316.3338 |  | 0
| P&G - Parking |  | Sum | [7 empty] | 0.1743% | 220.5
| P&G Travel |  | Sum | [10 empty] | 0
135362
| Sub total | [10 empty] | 130929.6055 |  | 0 |  |  | PF-01 | 96804
[17 empty] | PF-02 | 38558
| Margin | [9 empty] | 3.5% | 4582.5362 |  | 0 |  |  |  |  | 135362
| TOTAL OF MISC WALL AND CEILING | [10 empty] | 135513 | 0% | 0
[13 empty] | 3.474% |  | 3.5%
[6 empty] | Parking |  |  |  | 0 | LEVEL 4 | 35649 | 1238.5397 | 36887.5397 | 1291.0639 |  |  | 38178.6036
Man
[6 empty] | 12.25 | 1 |  |  | 0 | LEVEL 5 | 27261 | 947.1186 | 28208.1186 | 987.2842 |  |  | 29195.4028
[6 empty] | 12.25 | 18 | 220.5
[10 empty] | 98 | LEVEL 6 | 63623.5 | 2210.4472 | 65833.9472 | 2304.1882 |  |  | 68138.1353
[10 empty] | 98 |  | 126533.5 | [5 empty] | 135512.1417
| Rate build for travel by car | [6 empty] | Rate build for travel by car
| Travel there and back based on 4 | [6 empty] | Travel there and back based on 1
| hrs travel per person | Rate /Km | Total | Number of people |  |  |  | hrs travel per person | Rate /Km | Total | Number of people
| 1 | 55 | 55 | 110 | 2 |  |  | 4 | 55 | 220 | 440 | 2
| km |  |  | There and back |  |  |  | km |  |  | There and back
| 0.7 |  |  | 0 |  |  |  | 0.7 | 310 |  | 217
| Amount of trips needed |  |  | 110 |  |  |  | Amount of trips needed |  |  | 657
| 2 |  |  | 220 |  |  |  | 1 |  |  | 657
| Accom/per day | days |  | Times amount of people |  |  |  | Accom/per day | days |  | Times amount of people
|  |  | 0 | 0 |  |  |  | 125 | 4 | 500 | 1000
|  |  |  | 220 | [6 empty] | 1657
|  |  | Parking | 11.5294 | 201.7647 | $17.50 per day

## Featurecraft
Ceilings Unlimited
Craigs Investment Partners - Fitout
| Tauranga | [16 empty] | L4 | L5 | L6
[17 empty] | TB.01 | 95 | 66 | 93 | m2 | 254 | 431376
[18 empty] | 34 | 23 | 30 | l/m
| 2026-01-21 | [15 empty] | TB.02 | 35 | 28 |  | m2 | 63 | 74008
| Featurecraft (TB-01 and TB-02) | [15 empty] | TB.02 L/m | 12 | 10
[17 empty] | @ | 2.9 | 2.9 |  |  |  | 39100
50
Item | Description | Qty | Unit | Constant | Constant X Unit = Total HRS | $ Lab per Unit | Total Labour | Materials per Unit | Total Materials | Total Labour & Materials | Total Labour & Materials Per Unit | Total | % Complete | Claim | [8 empty] | 544484
Level 4:
| TB.01, 30mm x 30mm Square Finish Batten with Intumescent Coating @ 30mm Gaps | 95 | m2 | Refer Below
| Featurecraft Supply of Material | 95 | m2 | 0 | 0 | 0 | 0 | 1672 | 158840 | 158840 | 1672 | 158840 | 0% | 0
| Batten | 1577 | m | 0.12 | 189.24 | 6 | 9462 | 0 | 0 | 9462 | 6 | 9462 | 0% | 0 | 16.6 | 95 | 1577
| Infill | 1577 | m | 0.12 | 189.24 | 6 | 9462 | 0 | 0 | 9462 | 6 | 9462 | 0% | 0 | 16.6 | 95 | 1577
| Connector | 1577 | m | 0.15 | 236.55 | 7.5 | 11827.5 | 0 | 0 | 11827.5 | 7.5 | 11827.5 | 0% | 0 | 16.6 | 95 | 1577
| Fixings to Connector | 2718.9655 | no | 0 | 0 | 0 | 0 | 0.05 | 135.9483 | 135.9483 | 0.05 | 135.9483 | 0% | 0 | 2718.9655 |  | 0
| Loadin/Handling | 1577 | m | 0.01 | 15.77 | 0.5 | 788.5 | 0 | 0 | 788.5 | 0.5 | 788.5 | 0% | 0 | 16.6 | 95 | 1577
| TB.02, 140mm x 42mm Square Finish Batten Prefinished with Intumescent Coating @ 200mm centres - 2.9m High/underside of Ceiling | 35 | m2 | 0.65 | 22.75 | 32.5 | 1137.5 | 1153.3714 | 40368 | 41505.5 | 1185.8714 | 41505.5 | 0% | 0 | 12/0.200 = 60 x 2.9 = 174 | 174 @ $232 | 40368 | 1153.3714 |  | 615.03
| Trackloks @ 600 crs | 24 | no | 0.75 | 18 | 37.5 | 900 | 95.15 | 2283.6 | 3183.6 | 132.65 | 3183.6 | 0% | 0
| Base Plate and Fin Fixing for TB.02 | 18 | m | 0.2 | 3.6 | 10 | 180 | 875 | 15750 | 15930 | 885 | 15930 | 0% | 0
| Fixings | 1 | item | 0 | 0 | 0 | 0 | 75 | 75 | 75 | 75 | 75 | 0% | 0
| Base Plate Curved for TB.02 | 6 | m | 0.2 | 1.2 | 10 | 60 | 975 | 5850 | 5910 | 985 | 5910 | 0% | 0
| Fixings | 1 | item | 0 | 0 | 0 | 0 | 25 | 25 | 25 | 25 | 25 | 0% | 0
Level 5:
| TB.01, 30mm x 30mm Square Finish Batten with Intumescent Coating @ 30mm Gaps | 66 | m2 | Refer Below
| Featurecraft Supply of Material | 66 | item | 0 | 0 | 0 | 0 | 1672 | 110352 | 110352 | 1672 | 110352 | 0% | 0
| Batten | 1095.6 | m | 0.12 | 131.472 | 6 | 6573.6 | 0 | 0 | 6573.6 | 6 | 6573.6 | 0% | 0 | 16.6 | 66 | 1095.6
| Infill | 1095.6 | m | 0.12 | 131.472 | 6 | 6573.6 | 0 | 0 | 6573.6 | 6 | 6573.6 | 0% | 0 | 16.6 | 66 | 1095.6
| Connector | 1095.6 | m | 0.15 | 164.34 | 7.5 | 8217 | 0 | 0 | 8217 | 7.5 | 8217 | 0% | 0 | 16.6 | 66 | 1095.6
| Fixings to Connector | 1888.9655 | no | 0 | 0 | 0 | 0 | 0.05 | 94.4483 | 94.4483 | 0.05 | 94.4483 | 0% | 0 | 1888.9655 |  | 0
| Loadin | 1095.6 | m | 0.01 | 10.956 | 0.5 | 547.8 | 0 | 0 | 547.8 | 0.5 | 547.8 | 0% | 0 | 16.6 | 66 | 1095.6
| TB.02, 140mm x 42mm Square Finish Batten Prefinished with Intumescent Coating @ 200mm centres - 2.9m High/underside of Ceiling | 28 | m2 | 0.65 | 18.2 | 32.5 | 910 | 1201.4286 | 33640 | 34550 | 1233.9286 | 34550 | 0% | 0 | 10/0.200 = 50 x 2.9 = 145 | 145 @ $232 | 33640 | 1201.4286
| Trackloks @ 600 crs | 18 | no | 0.75 | 13.5 | 37.5 | 675 | 95.17 | 1713.06 | 2388.06 | 132.67 | 2388.06 | 0% | 0
| Base Plate and Fin Fixing for TB.02 | 20 | m | 0.2 | 4 | 10 | 200 | 875 | 17500 | 17700 | 885 | 17700 | 0% | 0
| Fixings | 1 | item | 0 | 0 | 0 | 0 | 85 | 85 | 85 | 85 | 85 | 0% | 0
Level 6:
| TB.01, 30mm x 30mm Square Finish Batten with Intumescent Coating @ 30mm Gaps | 97 | m2 | Refer Below
| TB.01 to Door 6.11A | 1 | item
| TB.01 to Door 6.11B | 1 | item
| TB.01 to Door 6.20 | 1 | item
| Featurecraft Supply of Material | 97 | item | 0 | 0 | 0 | 0 | 1672 | 162184 | 162184 | 1672 | 162184 | 0% | 0
| Batten | 1610.2 | m | 0.12 | 193.224 | 6 | 9661.2 | 0 | 0 | 9661.2 | 6 | 9661.2 | 0% | 0 | 16.6 | 97 | 1610.2
| Infill | 1610.2 | m | 0.12 | 193.224 | 6 | 9661.2 | 0 | 0 | 9661.2 | 6 | 9661.2 | 0% | 0 | 16.6 | 97 | 1610.2
| Connector | 1610.2 | m | 0.15 | 241.53 | 7.5 | 12076.5 | 0 | 0 | 12076.5 | 7.5 | 12076.5 | 0% | 0 | 16.6 | 97 | 1610.2
| Fixings to Connector | 2776.2069 | no | 0 | 0 | 0 | 0 | 0.05 | 138.8103 | 138.8103 | 0.05 | 138.8103 | 0% | 0 | 2776.2069
| Loadin | 1610.2 | m | 0.01 | 16.102 | 0.5 | 805.1 | 0 | 0 | 805.1 | 0.5 | 805.1 | 0% | 0 | 16.6 | 97 | 1610.2
[5 empty] | 1794.37 |  | 89718.5 |  | 549034.8669
| Total of above | [10 empty] | 638753.3669 |  | 0
Miscellaneous
| P&G - Admin / Supervision |  | Sum | [7 empty] | 2.05% | 13094.444 |  | 0
| P&G - Site Establishment |  | Sum | [7 empty] | 1% | 6387.5337 |  | 0
| P&G - Access Equip |  | Sum | [7 empty] | 0.25% | 1596.8834 |  | 0
| P&G - Parking |  | Sum | [7 empty] | 0.6321% | 4037.3325
| P&G Travel |  | Sum | [10 empty] | 0
| Sub total | [10 empty] | 663869.5605 |  | 0
| Margin | [9 empty] | 3.5% | 23235.4346 |  | 0
| TOTAL OF FEATURECRAFT | [10 empty] | 687105 | 0% | 0
[13 empty] | 3.932% |  | 3.5%
[6 empty] | Parking |  |  |  | 676.35 | LEVEL 4 | 257145.0483 | 10111.1088 | 267256.1571 | 9353.9655 | 276610.1226
Man
[6 empty] | 224.2962 | 1 |  |  | 473.94 | LEVEL 5 | 187081.5083 | 7356.1653 | 194437.6736 | 6805.3186 | 201242.9922
[6 empty] | 224.2962 | 18 | 4037.3325
[10 empty] | 644.08 | LEVEL 6 | 194526.8103 | 7648.9194 | 202175.7298 | 7076.1505 | 209251.8803
[10 empty] | 1794.37 |  | 638753.3669 |  |  |  | 687104.9951
| Rate build for travel by car | [6 empty] | Rate build for travel by car
| Travel there and back based on 4 | [6 empty] | Travel there and back based on 1
| hrs travel per person | Rate /Km | Total | Number of people |  |  |  | hrs travel per person | Rate /Km | Total | Number of people
| 1 | 55 | 55 | 110 | 2 |  |  | 4 | 55 | 220 | 440 | 2
| km |  |  | There and back |  |  |  | km |  |  | There and back
| 0.7 |  |  | 0 |  |  |  | 0.7 | 310 |  | 217
| Amount of trips needed |  |  | 110 |  |  |  | Amount of trips needed |  |  | 657
| 2 |  |  | 220 |  |  |  | 1 |  |  | 657
| Accom/per day | days |  | Times amount of people |  |  |  | Accom/per day | days |  | Times amount of people
|  |  | 0 | 0 |  |  |  | 125 | 4 | 500 | 1000
|  |  |  | 220 | [6 empty] | 1657
|  |  | Parking | 211.1024 | 3694.2912 | $17.50 per day

## WORKINGS_Potters Rigitone
|  |  |  | Sheet Price | 121.83
|  |  |  | Pirce Increase 4% | 126.7032
|  |  |  | Freight | 5
131.7032
Rigitone Matrix
| mat |  | Rate
| SQ area | 198 | 52 |  |  | Rigitone Caulking
| waste 15% | 89.1 | [7 empty] | lab rate
| total area | 287.1 |  |  |  | Materials |  |  | $/m | 52
| roundup | 288 |  |  |  | Say 600 lm tube does 8m
| ÷ SHEET | 2.4 |  | 127 |  |  |  |  | 2.608
|  | 120 |  | 5
No sheets | roundup | 120
[6 empty] | waste 15% |  |  | 2.9992 | mat
| sheet cost | [7 empty] | 2.9992 | 3.7992
1200 x 2000 | Standard | 131.7032 |  |  |  | Labour |  |  |  | lab
| x sheet | 120 |  |  |  | m/hr | 4 |  | 13 | 13
|  | 15804.384 | [6 empty] | 15.9992
| ÷ SQ area | 198 |  |  |  | Plant | 5% |  | 0.79996
| Actual cost/m² | 79.8201 | [6 empty] | 16.7992 | m
| 6 x 32 screws @ 700/100m² @ $18.00 per 500 => m2 |  |  | 23 screw per m2 |  |  | Stopping of Joint |  | 4
| 18.00 ÷ 500 x 700 ÷ 100 = 0.11 | [7 empty] | 20.7992
1.15
Cartage
Unload and stack 15 min a sheet
15 ÷ 60 = 0.25 x 45 = 11.25
11.25 ÷ 2.4 = 4.69 per m2
|  | 4.69 |  |  |  |  | 600ml Filler | 19.1
[7 empty] | Pirce Increase 4% | 19.864
| 600ml tube covers 28m2 PB @ $8.17 | [5 empty] | Freight | 1
| $8.17 ÷ 28m2 = 0.29, per m2 |  |  | Material cost |  |  |  | 20.864
|  | 0.29 |  | 81.2601 |  |  |  | 2.608
85.9501
lab
hr/m2
| 1.25 | 65
|  | 150.9501 | m2
| Material | 81.2601 | m2
| Labour | 69.69 | m2

## Potters Aluminium and Glazing
Ceilings Unlimited
Craigs Investment Partners - Fitout
Tauranga
2026-01-21
107.0775
[12 empty] | 96.8125 |  |  |  |  | 103831 | 780 | 104611
| Potters Aluminium, Doors, Glazing and Skirting | [14 empty] | Level 4 | 35602 | 255
[16 empty] | Level 5 | 26445 | 225
[7 empty] | 52 | [8 empty] | Level 6 | 41784 | 300
Item | Description | Qty | Unit | Constant | Constant X Unit = Total HRS | $ Lab per Unit | Total Labour | Materials per Unit | Total Materials | Total Labour & Materials | Total Labour & Materials Per Unit | Total | % Complete | Claim |  |  | TOTAL DOORS PRICE: | TOTAL DOORS DELIVERY: | CRANAGE: | LOADIN/MOVE ONTO LEVEL: | TOTAL DOOR:
1
Level 4:
| D4.04.A - Double Action Aluminium Frame Glass Door (Café) | Nil, By Others Door Type 3 | [18 empty] | 0
| 2900 x 1000 PLUS Adjoining Sidelight | Nil, By Others Door Type 3
| D4.04.B - Double Action Aluminium Frame Glass Door (Café) | Nil, By Others Door Type 3 | [18 empty] | 0
| 2900 x 1000 PLUS Adjoining Sidelight | Nil, By Others Door Type 3
| D4.08 - Single Flush Solid Hinged Door (TV-01) Veneer (Cafe Store) | 1 | item | 2 | 2 | 104 | 104 | 1592 | 1592 | 1696 | 1696 | 1696 | 0% | 0 |  |  | 1525 | 15 |  | 52 | 1592
2400 + 500 Top Panel x 860
| D4.09 - Cavity Slider (TV-01) Veneer (Marketing Store) | 1 | item | 3 | 3 | 156 | 156 | 4332 | 4332 | 4488 | 4488 | 4488 | 0% | 0 |  |  | 4213 | 15 |  | 104 | 4332
2400 x 860
| D4.10 - Single Flush Hinged Door (TV-01) Veneer (Meeting 4P) | 1 | item | 2 | 2 | 104 | 104 | 1592 | 1592 | 1696 | 1696 | 1696 | 0% | 0 |  |  | 1525 | 15 |  | 52 | 1592
2400 + 500 Top Panel x 860
| Acoustic Seal - RP8 | 1 | item | Included - By Total Doors
| D4.10, Adjoining P-11 Aluminium Unit - 2900 x 1300 | 1 | item | Refer Potters Workings
| Single Glazing to Above | 1 | item | Refer Glazing
| D4.11 - Single Flush Hinged Door (TV-01) Veneer (Focus 2P) | 1 | item | 2 | 2 | 104 | 104 | 1592 | 1592 | 1696 | 1696 | 1696 | 0% | 0 |  |  | 1525 | 15 |  | 52 | 1592
2400 + 500 Top Panel x 860
| Acoustic Seal - RP8 | 1 | item | 1 | 1 | 52 | 52 | 125 | 125 | 177 | 177 | 177 | 0% | 0
| D4.11, Adjoining P-11 Aluminium Unit - 2900 x 1200 | 1 | item | Refer Potters Workings
| Single Glazing to Above | 1 | item | Refer Glazing
| D4.12 - Single Flush Hinged Door (TV-01) Veneer (Meeting 4P) | 1 | item | 2 | 2 | 104 | 104 | 1592 | 1592 | 1696 | 1696 | 1696 | 0% | 0 |  |  | 1525 | 15 |  | 52 | 1592
2400 + 500 Top Panel x 860
| Acoustic Seal - RP8 | 1 | item | 1 | 1 | 52 | 52 | 125 | 125 | 177 | 177 | 177 | 0% | 0
| D4.12, Adjoining P-11 Aluminium Unit - 2900 x 1300 | 1 | item | Refer Potters Workings
| Single Glazing to Above | 1 | item | Refer Glazing
| D4.13 - Single Timber Framed Glass Hinged Door (TV-01) Border with Glass Panel (PH) | 1 | item | 2.5 | 2.5 | 130 | 130 | 3092 | 3092 | 3222 | 3222 | 3222 | 0% | 0 |  |  | 2973 | 15 |  | 104 | 3092
2400 + 500 Top Panel x 860
| Potters Aluminium Frame | 1 | item | Refer Potters Workings
| Acoustic Seal | 1 | item | 1 | 1 | 52 | 52 | 125 | 125 | 177 | 177 | 177 | 0% | 0
| D4.13, Adjoining P-11 Aluminium Unit - 2900 x 450 | 1 | item | Refer Potters Workings
| Single Glazing to Above | 1 | item | Refer Glazing
| D4.14 - Single Timber Framed Glass Hinged Door (TV-01) Border with Glass Panel (PH) | 1 | item | 2.5 | 2.5 | 130 | 130 | 3092 | 3092 | 3222 | 3222 | 3222 | 0% | 0 |  |  | 2973 | 15 |  | 104 | 3092
| Potters Aluminium Frame | 1 | item | Refer Potters Workings
2400 + 500 Top Panel x 860
| Acoustic Seal | 1 | item | 1 | 1 | 52 | 52 | 125 | 125 | 177 | 177 | 177 | 0% | 0
| D4.14, Adjoining P-11 Aluminium Unit - 2900 x 450 | 1 | item | Refer Potters Workings
| Single Glazing to Above | 1 | item | Refer Glazing
| D4.16 - Single Flush Solid Hinged Door (TV-01) Veneer (IT Store) | 1 | item | 2 | 2 | 104 | 104 | 1592 | 1592 | 1696 | 1696 | 1696 | 0% | 0 |  |  | 1525 | 15 |  | 52 | 1592
| Potters Aluminium Frame | 1 | item | Refer Potters Workings
2400 + 500 Top Panel x 860
| Acoustic Seal - RP8 | 1 | item | 1 | 1 | 52 | 52 | 125 | 125 | 177 | 177 | 177 | 0% | 0
| D4.18 - Single Flush Hinged Door (TV-01) Veneer (Meeting 5P) | 1 | item | 2 | 2 | 104 | 104 | 1592 | 1592 | 1696 | 1696 | 1696 | 0% | 0 |  |  | 1525 | 15 |  | 52 | 1592
2400 + 500 Top Panel x 860
| Acoustic Seal - RP8 | 1 | item | 1 | 1 | 52 | 52 | 125 | 125 | 177 | 177 | 177 | 0% | 0
| D4.18, Adjoining P-11 Aluminium Unit - 2900 x 2300 | 1 | item | Refer Potters Workings
| Single Glazing to Above | 1 | item | Refer Glazing
| D4.19 - Single Flush Hinged Door (TV-01) Veneer (Focus) | 1 | item | 2 | 2 | 104 | 104 | 1592 | 1592 | 1696 | 1696 | 1696 | 0% | 0 |  |  | 1525 | 15 |  | 52 | 1592
2400 + 500 Top Panel x 860
| Acoustic Seal - RP8 | 1 | item | 1 | 1 | 52 | 52 | 125 | 125 | 177 | 177 | 177 | 0% | 0
| D4.19, Adjoining P-11 Aluminium Unit - 2900 x 1000 | 1 | item | Refer Potters Workings
| Single Glazing to Above | 1 | item | Refer Glazing
| D4.20 - Single Flush Hinged Door (TV-01) Veneer (Focus 2P) | 1 | item | 2 | 2 | 104 | 104 | 1592 | 1592 | 1696 | 1696 | 1696 | 0% | 0 |  |  | 1525 | 15 |  | 52 | 1592
2400 + 500 Top Panel x 860
| Acoustic Seal - RP8 | 1 | item | 1 | 1 | 52 | 52 | 125 | 125 | 177 | 177 | 177 | 0% | 0
| D4.20, Adjoining P-11 Aluminium Unit - 2900 x 1000 | 1 | item | Refer Potters Workings
| Single Glazing to Above | 1 | item | Refer Glazing
| D4.21 - Single Timber Framed Glass Hinged Door (TV-01) Border with Glass Panel (Focus 2P) | 1 | item | 2.5 | 2.5 | 130 | 130 | 3092 | 3092 | 3222 | 3222 | 3222 | 0% | 0 |  |  | 2973 | 15 |  | 104 | 3092
2400 + 500 Top Panel x 860
| Potters Aluminium Frame | 1 | item | Refer Potters Workings
| Acoustic Seal | 1 | item | 1 | 1 | 52 | 52 | 125 | 125 | 177 | 177 | 177 | 0% | 0
| D4.21, Adjoining P-11 Aluminium Unit - 2900 x 500 | 1 | item | Refer Potters Workings
| Single Glazing to Above | 1 | item | Refer Glazing
| D4.22 - Single Flush Hinged Door (TV-01) Veneer (Meeting 5P) | 1 | item | 2 | 2 | 104 | 104 | 1592 | 1592 | 1696 | 1696 | 1696 | 0% | 0 |  |  | 1525 | 15 |  | 52 | 1592
2400 + 500 Top Panel x 860
| Acoustic Seal - RP8 | 1 | item | 1 | 1 | 52 | 52 | 125 | 125 | 177 | 177 | 177 | 0% | 0
| D4.22, Adjoining P-11 Aluminium Unit - 2900 x 2300 | 1 | item | Refer Potters Workings
| Single Glazing to Above | 1 | item | Refer Glazing
| D4.22, Adjoining P-10 Aluminium Unit - 2900 x 1900 | 1 | item | Refer Potters Workings
| Single Glazing to Above | 1 | item | Refer Glazing
| D4.23 - Single Flush Hinged Door (TV-01) Veneer (Meeting 4-6P) | 1 | item | 2 | 2 | 104 | 104 | 1592 | 1592 | 1696 | 1696 | 1696 | 0% | 0 |  |  | 1525 | 15 |  | 52 | 1592
2400 + 500 Top Panel x 860
| Acoustic Seal - RP8 | 1 | item | 1 | 1 | 52 | 52 | 125 | 125 | 177 | 177 | 177 | 0% | 0
| D4.23, Adjoining P-10 Aluminium Unit - 2900 x 700 | 1 | item | Refer Potters Workings
| Single Glazing to Above | 1 | item | Refer Glazing
| D4.23, Adjoining P-10 Aluminium Unit - 2900 x 800 | 1 | item | Refer Potters Workings
| Single Glazing to Above | 1 | item | Refer Glazing
| D4.24 - Single Flush Hinged Door Paint Finish (Server 02) | 1 | item | 2 | 2 | 104 | 104 | 752 | 752 | 856 | 856 | 856 | 0% | 0 |  |  | 685 | 15 |  | 52 | 752
2400 x 960
| D4.25 - Single Flush Hinged Door (TV-01) Veneer (PH Focus) | 1 | item | 2 | 2 | 104 | 104 | 1592 | 1592 | 1696 | 1696 | 1696 | 0% | 0 |  |  | 1525 | 15 |  | 52 | 1592
2400 + 500 Top Panel x 860
| Acoustic Seal - RP8 | 1 | item | 1 | 1 | 52 | 52 | 125 | 125 | 177 | 177 | 177 | 0% | 0
| D4.25, Adjoining P-11 Aluminium Unit - 2900 x 1150 | 1 | item | Refer Potters Workings
| Single Glazing to Above | 1 | item | Refer Glazing
| D4.26 - Single Flush Hinged Door (TV-01) Veneer (Property Storage) | 1 | item | 3 | 3 | 156 | 156 | 2677 | 2677 | 2833 | 2833 | 2833 | 0% | 0 |  |  | 2610 | 15 |  | 52 | 2677
2400 + 500 Top Panel x 960
| Skirting - 25mm Powdercoated Flat Skirting | 219 | m | 0.2 | 43.8 | 10.4 | 2277.6 | 5.7 | 1248.3 | 3525.9 | 16.1 | 3525.9 | 0% | 0
| Skirting - 25mm x 30mm Powdercoated Angle (Timber Batten Location) | 32 | m | 0.2 | 6.4 | 10.4 | 332.8 | 14.9 | 476.8 | 809.6 | 25.3 | 809.6 | 0% | 0
| EV Rolled Angle/2 Piece Flat and Cut Curved | 7 | m | 0 | 0 | 0 | 0 | 30 | 210 | 210 | 30 | 210 | 0% | 0
| Inseal Tape | 97.55 | m | 0.05 | 4.8775 | 2.6 | 253.63 | 2.1 | 204.855 | 458.485 | 4.7 | 458.485 | 0% | 0
| Cap to Wall Ends Abutting Curtain Wall | 2 | no | 1.25 | 2.5 | 65 | 130 | 205 | 410 | 540 | 270 | 540 | 0% | 0
| Level 4 - Potters Aluminium | 1 | item | 0 | 0 | 0 | 0 | 28137.1927 | 28137.1927 | 28137.1927 | 28137.1927 | 28137.1927 | 0% | 0
| Level 4 - Glazing, Metro | 1 | item | 0 | 0 | 0 | 0 | 12440 | 12440 | 12440 | 12440 | 12440 | 0% | 0
| Level 4 - Total Doors | Refer Individual Items Above
| Level 4 - Total Doors EV Items | 12 | item | 0 | 0 | 0 | 0 | 200 | 2400 | 2400 | 200 | 2400 | 0% | 0 |  |  | 2400 |  |  |  | 2400
Level 5:
| D5.06 - Single Flush Hinged Door (TV-01) Veneer (Meeting 4P) | 1 | item | 2 | 2 | 104 | 104 | 1592 | 1592 | 1696 | 1696 | 1696 | 0% | 0 |  |  | 1525 | 15 |  | 52 | 1592
2400 + 500 Top Panel x 860
| Acoustic Seal - RP8 | 1 | item | 1 | 1 | 52 | 52 | 125 | 125 | 177 | 177 | 177 | 0% | 0
| D5.06, Adjoining P-10 Aluminium Unit - 2900 x 1650 | 1 | item | Refer Potters Workings
| Single Glazing to Above | 1 | item | Refer Glazing
| D5.07 - Single Flush Hinged Door (TV-01) Veneer (Focus) | 1 | item | 2 | 2 | 104 | 104 | 1592 | 1592 | 1696 | 1696 | 1696 | 0% | 0 |  |  | 1525 | 15 |  | 52 | 1592
2400 + 500 Top Panel x 860
| Acoustic Seal - RP8 | 1 | item | 1 | 1 | 52 | 52 | 125 | 125 | 177 | 177 | 177 | 0% | 0
| D5.07, Adjoining P-10 Aluminium Unit - 2900 x 1100 | 1 | item | Refer Potters Workings
| Single Glazing to Above | 1 | item | Refer Glazing
| D5.10 - Single Timber Framed Glass Hinged Door (TV-01) Border with Glass Panel (PH) | 1 | item | 2 | 2 | 104 | 104 | 3040 | 3040 | 3144 | 3144 | 3144 | 0% | 0 |  |  | 2973 | 15 |  | 52 | 3040
2400 + 500 Top Panel x 860
| Acoustic Seal | 1 | item | 1 | 1 | 52 | 52 | 125 | 125 | 177 | 177 | 177 | 0% | 0
| D5.10, Adjoining P-11 Aluminium Unit - 2900 x 700 | 1 | item | Refer Potters Workings
| Single Glazing to Above | 1 | item | Refer Glazing
| D5.11 - Single Timber Framed Glass Hinged Door (TV-01) Border with Glass Panel (PH) | 1 | item | 2 | 2 | 104 | 104 | 3040 | 3040 | 3144 | 3144 | 3144 | 0% | 0 |  |  | 2973 | 15 |  | 52 | 3040
2400 + 500 Top Panel x 860
| Acoustic Seal | 1 | item | 1 | 1 | 52 | 52 | 125 | 125 | 177 | 177 | 177 | 0% | 0
| D5.11, Adjoining P-11 Aluminium Unit - 2900 x 700 | 1 | item | Refer Potters Workings
| Single Glazing to Above | 1 | item | Refer Glazing
| D5.12 - Single Flush Hinged Door (TV-01) Veneer (Focus) | 1 | item | 2 | 2 | 104 | 104 | 1592 | 1592 | 1696 | 1696 | 1696 | 0% | 0 |  |  | 1525 | 15 |  | 52 | 1592
2400 + 500 Top Panel x 860
| Acoustic Seal - RP8 | 1 | item | 1 | 1 | 52 | 52 | 125 | 125 | 177 | 177 | 177 | 0% | 0
| D5.12, Adjoining P-11 Aluminium Unit - 2900 x 700 | 1 | item | Refer Potters Workings
| Single Glazing to Above | 1 | item | Refer Glazing
| D5.13 - Single Flush Hinged Door (TV-01) Veneer (Focus) | 1 | item | 2 | 2 | 104 | 104 | 1592 | 1592 | 1696 | 1696 | 1696 | 0% | 0 |  |  | 1525 | 15 |  | 52 | 1592
2400 + 500 Top Panel x 860
| Acoustic Seal - RP8 | 1 | item | 1 | 1 | 52 | 52 | 125 | 125 | 177 | 177 | 177 | 0% | 0
| D5.13, Adjoining P-11 Aluminium Unit - 2900 x 700 | 1 | item | Refer Potters Workings
| Single Glazing to Above | 1 | item | Refer Glazing
| D5.15A - Frameless Double Cupboard Doors (Workspace 03) | 1 | item | 4 | 4 | 208 | 208 | 1029 | 1029 | 1237 | 1237 | 1237 | 0% | 0 |  |  | 962 | 15 |  | 52 | 1029
2/610 x 2400
| D5.15B - Frameless Double Cupboard Doors (Workspace 03) | 1 | item | 4 | 4 | 208 | 208 | 1029 | 1029 | 1237 | 1237 | 1237 | 0% | 0 |  |  | 962 | 15 |  | 52 | 1029
2/610 x 2400
| D5.16 - Single Flush Hinged Door (TV-01) Veneer (Wellness) | 1 | item | 2 | 2 | 104 | 104 | 1592 | 1592 | 1696 | 1696 | 1696 | 0% | 0 |  |  | 1525 | 15 |  | 52 | 1592
2400 + 500 Top Panel x 860
| D5.16, Adjoining P-11 Aluminium Unit - 2900 x 1900 | 1 | item | Refer Potters Workings
| Single Glazing to Above | 1 | item | Refer Glazing
| D5.17 - Single Flush Hinged Door (TV-01) Veneer (Meeting 4-6P) | 1 | item | 2 | 2 | 104 | 104 | 1592 | 1592 | 1696 | 1696 | 1696 | 0% | 0 |  |  | 1525 | 15 |  | 52 | 1592
2400 + 500 Top Panel x 860
| Acoustic Seal - RP8 | 1 | item | 1 | 1 | 52 | 52 | 125 | 125 | 177 | 177 | 177 | 0% | 0
| D5.18 - Single Flush Hinged Door (TV-01) Veneer (Meeting 4P) | 1 | item | 2 | 2 | 104 | 104 | 1592 | 1592 | 1696 | 1696 | 1696 | 0% | 0 |  |  | 1525 | 15 |  | 52 | 1592
2400 + 500 Top Panel x 860
| Acoustic Seal - RP8 | 1 | item | 1 | 1 | 52 | 52 | 125 | 125 | 177 | 177 | 177 | 0% | 0
| D5.18, Adjoining P-10 Aluminium Unit - 2900 x 1400 | 1 | item | Refer Potters Workings
| Single Glazing to Above | 1 | item | Refer Glazing
| D5.18, Adjoining P-10 Aluminium Unit - 2900 x 1900 | 1 | item | Refer Potters Workings
| Single Glazing to Above | 1 | item | Refer Glazing
| D5.19 - Single Flush Hinged Door (TV-01) Veneer (Meeting 8P) | 1 | item | 2 | 2 | 104 | 104 | 1592 | 1592 | 1696 | 1696 | 1696 | 0% | 0 |  |  | 1525 | 15 |  | 52 | 1592
2400 + 500 Top Panel x 860
| Acoustic Seal - RP8 | 1 | item | 1 | 1 | 52 | 52 | 125 | 125 | 177 | 177 | 177 | 0% | 0
| D5.19, Adjoining P-11 Aluminium Unit - 2900 x 600 | 1 | item | Refer Potters Workings
| Single Glazing to Above | 1 | item | Refer Glazing
| D5.21 - Single Flush Hinged Door (TV-01) Veneer (Conference) | 1 | item | 2 | 2 | 104 | 104 | 1592 | 1592 | 1696 | 1696 | 1696 | 0% | 0 |  |  | 1525 | 15 |  | 52 | 1592
2400 + 500 Top Panel x 860
| Acoustic Seal - RP8 | 1 | item | 1 | 1 | 52 | 52 | 125 | 125 | 177 | 177 | 177 | 0% | 0
| D5.21, Adjoining P-10 Aluminium Unit - 2900 x 2200 | 1 | item | Refer Potters Workings
| Single Glazing to Above | 1 | item | Refer Glazing
| D5.22 - Single Flush Hinged Door (TV-01) Veneer (Meeting 8P) | 1 | item | 2 | 2 | 104 | 104 | 1592 | 1592 | 1696 | 1696 | 1696 | 0% | 0 |  |  | 1525 | 15 |  | 52 | 1592
2400 + 500 Top Panel x 860
| Acoustic Seal - RP8 | 1 | item | 1 | 1 | 52 | 52 | 125 | 125 | 177 | 177 | 177 | 0% | 0
| D5.22, Adjoining P-10 Aluminium Unit - 2900 x 1800 | 1 | item | Refer Potters Workings
| Single Glazing to Above | 1 | item | Refer Glazing
| D5.23 - Single Flush Hinged Door (TV-01) Veneer (Branch Store) | 1 | item | 2 | 2 | 104 | 104 | 1592 | 1592 | 1696 | 1696 | 1696 | 0% | 0 |  |  | 1525 | 15 |  | 52 | 1592
2400 + 500 Top Panel x 960
| Inseal Tape | 85.25 | m | 0.05 | 4.2625 | 2.6 | 221.65 | 2.1 | 179.025 | 400.675 | 4.7 | 400.675 | 0% | 0
| Skirting - 25mm Powdercoated Flat Skirting | 196 | m | 0.2 | 39.2 | 10.4 | 2038.4 | 5.7 | 1117.2 | 3155.6 | 16.1 | 3155.6 | 0% | 0
| Skirting - 25mm x 30mm Powdercoated Angle (Timber Batten Location) | 23 | m | 0.2 | 4.6 | 10.4 | 239.2 | 14.9 | 342.7 | 581.9 | 25.3 | 581.9 | 0% | 0
| EV Rolled Angle/2 Piece Flat and Cut Curved | 9 | m | 0 | 0 | 0 | 0 | 30 | 270 | 270 | 30 | 270 | 0% | 0
| Cap to Wall Ends Abutting Curtain Wall | 3 | no | 1.25 | 3.75 | 65 | 195 | 205 | 615 | 810 | 270 | 810 | 0% | 0
| Level 5 - Potters Aluminium | 1 | item |  | 0 | 0 | 0 | 25918.0739 | 25918.0739 | 25918.0739 | 25918.0739 | 25918.0739 | 0% | 0
| Level 5 - Glazing, Metro | 1 | item |  | 0 | 0 | 0 | 11550 | 11550 | 11550 | 11550 | 11550 | 0% | 0
| Level 5 - Total Doors | Refer Individual Items Above
| Level 5 - Total Doors EV Items | 9 | item | 0 | 0 | 0 | 0 | 200 | 1800 | 1800 | 200 | 1800 | 0% | 0 |  |  | 1800 |  |  |  | 1800
Level 6:
| D6.03 - Glazed Stacking Sliding Doors (Boardroom 20P) | 1 | item | Refer Potters Workings
| 3000 x 6500 | 1 | item
| Single Glazing to Above | 1 | item
| D6.02. Adjoining P-12 Aluminium Unit - 3000 x 1700 | 2 | item | Refer Potters Workings
| DOUBLE Glazing to Above | 2 | item | Refer Glazing
| D6.05 - Single Flush Hinged Door (TV-01) Veneer (Workspace) | 1 | item | 2 | 2 | 104 | 104 | 1642 | 1642 | 1746 | 1746 | 1746 | 0% | 0 |  |  | 1575 | 15 |  | 52 | 1642
2400 + 600 Top Panel x 860
| Acoustic Seal - RP8 | 1 | item | 1 | 1 | 52 | 52 | 125 | 125 | 177 | 177 | 177 | 0% | 0
| D6.05, Adjoining P-10 Aluminium Unit - 3000 x 8900 | 1 | item | Refer Potters Workings
| Single Glazing to Above | 1 | item | Refer Glazing
| D6.08.A - Double Action Aluminium Frame Glass Door (Mobile Workspace) | Nil, By Others Door Type 3 | [18 empty] | 0
| 3000 x 1000 PLUS Adjoining Sidelight | Nil, By Others Door Type 3
| D6.09 - Double Action Aluminium Frame Glass Door (Mobile Workspace) | Nil, By Others Door Type 3 | [18 empty] | 0
| 3000 x 1000 PLUS Adjoining Sidelight | Nil, By Others Door Type 3
| D6.11A - Solid Double Hinged Doors (Store) | 1 | item | 4 | 4 | 208 | 208 | 3475 | 3475 | 3683 | 3683 | 3683 | 0% | 0 |  |  | 3408 | 15 |  | 52 | 3475
2/2400 + 600 Top Panel x 660
Smoke Seals
| Timber Batten Overlay to Above | Refer Featurecraft Trade
| D6.11B - Solid Double Hinged Doors (Mobile Workspace) | 1 | item | 4 | 4 | 208 | 208 | 3475 | 3475 | 3683 | 3683 | 3683 | 0% | 0 |  |  | 3408 | 15 |  | 52 | 3475
2/2400 + 600 Top Panel x 660
Smoke Seals
| Timber Batten Overlay to Above | Refer Featurecraft Trade
| D6.12 - Single Flush Hinged Door (TV-01) Veneer (IT Store) | 1 | item | 2 | 2 | 104 | 104 | 3266 | 3266 | 3370 | 3370 | 3370 | 0% | 0 |  |  | 3199 | 15 |  | 52 | 3266
2400 + 600 Top Panel x 960
| D6.13 - Single Flush Hinged Door (TV-01) Veneer (Meeting 5P) | 1 | item | 2 | 2 | 104 | 104 | 1642 | 1642 | 1746 | 1746 | 1746 | 0% | 0 |  |  | 1575 | 15 |  | 52 | 1642
2400 + 600 Top Panel x 860
| Acoustic Seal - RP8 | 1 | item | 1 | 1 | 52 | 52 | 125 | 125 | 177 | 177 | 177 | 0% | 0
| D6.13, Adjoining P-10 Aluminium Unit - 3000 x 1800 | 1 | item | Refer Potters Workings
| Single Glazing to Above | 1 | item | Refer Glazing
| D6.14 - Single Flush Hinged Door (TV-01) Veneer (Meeting 4P) | 1 | item | 2 | 2 | 104 | 104 | 1642 | 1642 | 1746 | 1746 | 1746 | 0% | 0 |  |  | 1575 | 15 |  | 52 | 1642
2400 + 600 Top Panel x 860
| Acoustic Seal - RP8 | 1 | item | 1 | 1 | 52 | 52 | 125 | 125 | 177 | 177 | 177 | 0% | 0
| D6.14, Adjoining P-10 Aluminium Unit - 3000 x 2000 | 1 | item | Refer Potters Workings
| Single Glazing to Above | 1 | item | Refer Glazing
| D6.15 - Single Flush Hinged Door (TV-01) Veneer (Meeting 5P) | 1 | item | 2 | 2 | 104 | 104 | 1642 | 1642 | 1746 | 1746 | 1746 | 0% | 0 |  |  | 1575 | 15 |  | 52 | 1642
2400 + 600 Top Panel x 860
| Acoustic Seal - RP8 | 1 | item | 1 | 1 | 52 | 52 | 125 | 125 | 177 | 177 | 177 | 0% | 0
| D6.15, Adjoining P-10 Aluminium Unit - 3000 x 2000 | 1 | item | Refer Potters Workings
| Single Glazing to Above | 1 | item | Refer Glazing
| D6.16 - Single Flush Hinged Door (TV-01) Veneer (Meeting 2P) | 1 | item | 2 | 2 | 104 | 104 | 1642 | 1642 | 1746 | 1746 | 1746 | 0% | 0 |  |  | 1575 | 15 |  | 52 | 1642
2400 + 600 Top Panel x 860
| Acoustic Seal - RP8 | 1 | item | 1 | 1 | 52 | 52 | 125 | 125 | 177 | 177 | 177 | 0% | 0
| D6.16, Adjoining P-10 Aluminium Unit - 3000 x 2000 | 1 | item | Refer Potters Workings
| Single Glazing to Above | 1 | item | Refer Glazing
| D6.17 - Single Flush Hinged Door (TV-01) Veneer (Meeting 5P) | 1 | item | 2 | 2 | 104 | 104 | 1642 | 1642 | 1746 | 1746 | 1746 | 0% | 0 |  |  | 1575 | 15 |  | 52 | 1642
2400 + 600 Top Panel x 860
| Acoustic Seal - RP8 | 1 | item | 1 | 1 | 52 | 52 | 125 | 125 | 177 | 177 | 177 | 0% | 0
| D6.17, Adjoining P-10 Aluminium Unit - 3000 x 2000 | 1 | item | Refer Potters Workings
| Single Glazing to Above | 1 | item | Refer Glazing
| D6.18A - Single Flush Hinged Door (TV-01) Veneer (Kitchen) | 1 | item | 2 | 2 | 104 | 104 | 1642 | 1642 | 1746 | 1746 | 1746 | 0% | 0 |  |  | 1575 | 15 |  | 52 | 1642
2400 + 600 Top Panel x 860
| D6.18B - Single Flush Hinged Door (TV-01) Veneer (Kitchen) | 1 | item | 2 | 2 | 104 | 104 | 1642 | 1642 | 1746 | 1746 | 1746 | 0% | 0 |  |  | 1575 | 15 |  | 52 | 1642
2400 + 600 Top Panel x 860
| D6.18C - Cavity Slider (Kitchen) | 1 | item | 3 | 3 | 156 | 156 | 2288 | 2288 | 2444 | 2444 | 2444 | 0% | 0 |  |  | 2221 | 15 |  | 52 | 2288
2400 x 810
| D6.20 - Solid Single Door (Utility/Store) | 1 | item | 2 | 2 | 104 | 104 | 2390 | 2390 | 2494 | 2494 | 2494 | 0% | 0 |  |  | 2323 | 15 |  | 52 | 2390
2400 + 600 Top Panel x 860
| Timber Batten Overlay to Above | Refer Featurecraft Trade
| D6.21 - Single Flush Hinged Door (TV-01) Veneer (Meetin 8P) | 1 | item | 2 | 2 | 104 | 104 | 1642 | 1642 | 1746 | 1746 | 1746 | 0% | 0 |  |  | 1575 | 15 |  | 52 | 1642
2400 + 600 Top Panel x 860
| Acoustic Seal - RP8 | 1 | item | 1 | 1 | 52 | 52 | 125 | 125 | 177 | 177 | 177 | 0% | 0
| D6.21, Adjoining P-10 Aluminium Unit - 3000 x 2000 | 1 | item | Refer Potters Workings
| Single Glazing to Above | 1 | item | Refer Glazing
| D6.22 - Single Flush Hinged Door (TV-01) Veneer (Meeting 2P) | 1 | item | 2 | 2 | 104 | 104 | 1642 | 1642 | 1746 | 1746 | 1746 | 0% | 0 |  |  | 1575 | 15 |  | 52 | 1642
2400 + 600 Top Panel x 860
| Acoustic Seal - RP8 | 1 | item | 1 | 1 | 52 | 52 | 125 | 125 | 177 | 177 | 177 | 0% | 0
| D6.22, Adjoining P-10 Aluminium Unit - 3000 x 1600 | 1 | item | Refer Potters Workings
| Single Glazing to Above | 1 | item | Refer Glazing
| D6.23 - Single Flush Hinged Door (TV-01) Veneer (Meeting 2P) | 1 | item | 2 | 2 | 104 | 104 | 1642 | 1642 | 1746 | 1746 | 1746 | 0% | 0 |  |  | 1575 | 15 |  | 52 | 1642
2400 + 600 Top Panel x 860
| Acoustic Seal - RP8 | 1 | item | 1 | 1 | 52 | 52 | 125 | 125 | 177 | 177 | 177 | 0% | 0
| D6.23, Adjoining P-10 Aluminium Unit - 3000 x 1200 | 1 | item | Refer Potters Workings
| Single Glazing to Above | 1 | item | Refer Glazing
| D6.23, Adjoining P-10 Aluminium Unit - 3000 x 2400 | 1 | item | Refer Potters Workings
| Single Glazing to Above | 1 | item | Refer Glazing
| D6.24 - Single Flush Hinged Door (TV-01) Veneer (Meeting 8P) | 1 | item | 2 | 2 | 104 | 104 | 1642 | 1642 | 1746 | 1746 | 1746 | 0% | 0 |  |  | 1575 | 15 |  | 52 | 1642
2400 + 600 Top Panel x 860
| Acoustic Seal - RP8 | 1 | item | 1 | 1 | 52 | 52 | 125 | 125 | 177 | 177 | 177 | 0% | 0
| D6.24, Adjoining P-10 Aluminium Unit - 3000 x 2800 | 1 | item | Refer Potters Workings
| Single Glazing to Above | 1 | item | Refer Glazing
| D6.25 - Single Flush Hinged Door (TV-01) Veneer (Meeting 2P) | 1 | item | 2 | 2 | 104 | 104 | 1642 | 1642 | 1746 | 1746 | 1746 | 0% | 0 |  |  | 1575 | 15 |  | 52 | 1642
2400 + 600 Top Panel x 860
| Acoustic Seal - RP8 | 1 | item | 1 | 1 | 52 | 52 | 125 | 125 | 177 | 177 | 177 | 0% | 0
| D6.25, Adjoining P-10 Aluminium Unit - 3000 x 3200 | 1 | item | Refer Potters Workings
| Single Glazing to Above | 1 | item | Refer Glazing
| D6.26 - Single Flush Hinged Door (TV-01) Veneer (Meeting 2P) | 1 | item | 2 | 2 | 104 | 104 | 1642 | 1642 | 1746 | 1746 | 1746 | 0% | 0 |  |  | 1575 | 15 |  | 52 | 1642
2400 + 600 Top Panel x 860
| Acoustic Seal - RP8 | 1 | item | 1 | 1 | 52 | 52 | 125 | 125 | 177 | 177 | 177 | 0% | 0
| D6.26, Adjoining P-10 Aluminium Unit - 3000 x 1700 | 1 | item | Refer Potters Workings
| Single Glazing to Above | 1 | item | Refer Glazing
| D6.27 - Single Flush Hinged Door (TV-01) Veneer (Meeting 2P) | 1 | item | 2 | 2 | 104 | 104 | 1642 | 1642 | 1746 | 1746 | 1746 | 0% | 0 |  |  | 1575 | 15 |  | 52 | 1642
2400 + 600 Top Panel x 860
| Acoustic Seal - RP8 | 1 | item | 1 | 1 | 52 | 52 | 125 | 125 | 177 | 177 | 177 | 0% | 0
| D6.27, Adjoining P-10 Aluminium Unit - 3000 x 1200 | 1 | item | Refer Potters Workings
| Single Glazing to Above | 1 | item | Refer Glazing
| D6.27, Adjoining P-10 Aluminium Unit - 3000 x 2300 | 1 | item | Refer Potters Workings
| Single Glazing to Above | 1 | item | Refer Glazing
| Inseal Tape | 142.5 | m | 0.05 | 7.125 | 2.6 | 370.5 | 2.1 | 299.25 | 669.75 | 4.7 | 669.75 | 0% | 0
| Skirting - 25mm Powdercoated Flat Skirting | 217 | m | 0.2 | 43.4 | 10.4 | 2256.8 | 5.7 | 1236.9 | 3493.7 | 16.1 | 3493.7 | 0% | 0
| Skirting - 25mm x 30mm Powdercoated Angle (Timber Batten Location) | 25 | m | 0.2 | 5 | 10.4 | 260 | 14.9 | 372.5 | 632.5 | 25.3 | 632.5 | 0% | 0
| EV Rolled Angle/2 Piece Flat and Cut Curved | 5 | m | 0 | 0 | 0 | 0 | 30 | 150 | 150 | 30 | 150 | 0% | 0
| Cap to Wall Ends Abutting Curtain Wall | 7 | no | 1.25 | 8.75 | 65 | 455 | 205 | 1435 | 1890 | 270 | 1890 | 0% | 0
| Level 6 - Potters Aluminium | 1 | item |  | 0 | 0 | 0 | 51769.2993 | 51769.2993 | 51769.2993 | 51769.2993 | 51769.2993 | 0% | 0
| Level 6 - Glazing, Metro | 1 | item |  | 0 | 0 | 0 | 32270 | 32270 | 32270 | 32270 | 32270 | 0% | 0
| Level 6 - Total Doors | Refer Individual Items Above
| Level 5 - Total Doors EV Items | 18 | item | 0 | 0 | 0 | 0 | 200 | 3600 | 3600 | 200 | 3600 | 0% | 0 |  |  | 3600 |  |  |  | 3600
[5 empty] | 326.165 |  | 16960.58 |  | 282675.0959
| Total of above | [10 empty] | 299635.6759 |  | 0
Miscellaneous
| P&G - Admin / Supervision |  | Sum | [7 empty] | 2.05% | 6142.5314 |  | 0
| P&G - Site Establishment |  | Sum | [7 empty] | 1% | 2996.3568 |  | 0
| P&G - Access Equip |  | Sum | [7 empty] | 0.25% | 749.0892 |  | 0 |  |  | 25mm Flat | 25 x 30 Angle
[16 empty] | Level 4 | 219 | 32
| P&G - Parking |  | Sum | [7 empty] | 0.5451% | 1633.2049 |  |  |  | Level 5 | 196 | 23
[16 empty] | Level 6 | 217 | 25
| P&G Travel |  | Sum | [10 empty] | 0 |  |  | 632 | 80
| Sub total | [10 empty] | 311156.8581 |  | 0
| Margin | [9 empty] | 5% | 15557.8429 |  | 0
| TOTAL OF POTTERS ALUMINUM | [10 empty] | 326715 | 0% | 0
[13 empty] | 3.845% |  | 5%
|  | Level 4 | Level 5 | Level 6 |  | Parking |  |  |  | 107.0775 | LEVEL 4 | 87144.1777 | 3350.749 | 90494.9267 | 4524.7463 | 95019.673
|  | 5934.6 | 4970.7 | 9879.3 | 16960.58 |  |  | Man |  | 169.2218
|  | 114.1269 | 95.5904 | 189.9865 | 326.165 |  |  | 1 |  | 96.8125 | LEVEL 5 | 73851.2489 | 2839.6275 | 76690.8764 | 3834.5438 | 80525.4202
|  | 14.2659 | 11.9488 | 23.7483 | 40.7706 | 90.7336 | 90.7336 | 18 | 1633.2049 | 138.9818
[10 empty] | 122.275 | LEVEL 6 | 138640.2493 | 5330.8057 | 143971.055 | 7198.5528 | 151169.6078
259.8545
[10 empty] | 894.2232 | 0 | 299635.6759 |  |  |  | 326714.701
| Rate build for travel by car | [6 empty] | Rate build for travel by car
| Travel there and back based on 4 | [6 empty] | Travel there and back based on 1
| hrs travel per person | Rate /Km | Total | Number of people |  |  |  | hrs travel per person | Rate /Km | Total | Number of people
| 1 | 55 | 55 | 110 | 2 |  |  | 4 | 55 | 220 | 440 | 2
| km |  |  | There and back |  |  |  | km |  |  | There and back
| 0.7 |  |  | 0 |  |  |  | 0.7 | 310 |  | 217
| Amount of trips needed |  |  | 110 |  |  |  | Amount of trips needed |  |  | 657
| 2 |  |  | 220 |  |  |  | 1 |  |  | 657
| Accom/per day | days |  | Times amount of people |  |  |  | Accom/per day | days |  | Times amount of people
|  |  | 0 | 0 |  |  |  | 125 | 4 | 500 | 1000
|  |  |  | 220 | [6 empty] | 1657
|  |  | Parking | 38.3724 | 671.5162 | $17.50 per day
D2
[7 empty] | 12440 | 1600 | 10840
[7 empty] | 11550 | 1050 | 10500
[7 empty] | 32270 |  | 32270
[7 empty] | 56260 | 2650 | 53610

## WORKINGS_Ali L4 (2)
LEVEL 4
|  |  |  | 7.1 | 7 | 7.1 | 6.25 |  | 6.25 |  | 8.1 | 6.8 | 6.8 | 6.3 |  | 8.1 | 7.7 | 6.5 | 6.6 | 6.95 | 97.55 |  |  |  | 12
|  |  |  | 3.77 | 3.48 | 3.77 | 1.305 |  | 1.305 |  | 6.67 | 2.9 | 2.9 | 1.45 |  | 6.67 | 5.51 | 2.03 | 2.32 | 3.335 | 47.415 |  |  | Material Cost | Labour Cost
|  |  |  | D4.10, Adjoining P-11 Aluminium Unit - 2900 x 1300 | D4.11, Adjoining P-11 Aluminium Unit - 2900 x 1200 | D4.12, Adjoining P-11 Aluminium Unit - 2900 x 1300 | D4.13, Adjoining P-11 Aluminium Unit - 2900 x 450 | D4.13 Door Frame | D4.14, Adjoining P-11 Aluminium Unit - 2900 x 450 | D4.14 Door Frame | D4.18, Adjoining P-11 Aluminium Unit - 2900 x 2300 | D4.19, Adjoining P-11 Aluminium Unit - 2900 x 1000 | D4.20, Adjoining P-11 Aluminium Unit - 2900 x 1000 | D4.21, Adjoining P-11 Aluminium Unit - 2900 x 500 | D4.21 Door Frame | D4.22, Adjoining P-11 Aluminium Unit - 2900 x 2300 | D4.22, Adjoining P-10 Aluminium Unit - 2900 x 1900 | D4.23, Adjoining P-10 Aluminium Unit - 2900 x 700 | D4.23, Adjoining P-10 Aluminium Unit - 2900 x 800 | D4.25, Adjoining P-11 Aluminium Unit - 2900 x 1150 | ttl lengths |  | Lngth Price
[23 empty] | **Mill Finish** |  |  |  |  | Potters 4% Increase
1.04
| PAS 033 |  | 5.6 | 0.25 | 0.25 | 0.25 | 0.125 |  | 0.125 |  | 0.5 | 0.25 | 0.25 | 0.125 |  | 0.5 | 0.5 | 0.125 | 0.25 | 0.25 | 3.75 |  | 75.2752 | 282.282 | 252 | 21 | 72.38 | 75.2752
| PAS 334 |  | 5.6 | 0.25 | 0.25 | 0.25 | 0.125 |  | 0.125 |  | 0.5 | 0.25 | 0.25 | 0.125 |  | 0.5 | 0.5 | 0.125 | 0.25 | 0.25 | 3.75 |  | 79.7368 | 299.013 | 252 | 21 | 76.67 | 79.7368
| PAS 310/A |  | 5.6 | 2 | 2 | 2 | 2 |  | 2 |  | 3 | 2 | 2 | 2 |  | 2 | 3 | 2 | 2 | 2 | 30 |  | 103.5112 | 3105.336 | 2016 | 168 | 99.53 | 103.5112
| PAS 338 |  | 5.6 | 2 | 2 | 2 | 2 |  | 2 |  | 3 | 2 | 2 | 2 |  | 2 | 3 | 2 | 2 | 2 | 30 |  | 83.3456 | 2500.368 | 2016 | 168 | 80.14 | 83.3456
| PAS 314/SD |  | 5.6 |  |  |  |  | 2.5 |  | 2.5 |  |  |  |  | 2.5 | [5 empty] | 7.5 |  | 170.6328 | 1279.746 | 504 | 42 | 164.07 | 170.6328
| PAS 023 |  | 5.6 | 0.5 | 0.5 | 0.5 | 0.5 | 2.5 | 0.5 | 2.5 | 0.5 | 0.5 | 0.5 | 0.5 | 2.5 | 0.5 | 0.5 | 0.5 | 0.5 | 0.5 | 14.5 |  | 21.32 | 309.14 | 974.4 | 81.2 | 20.5 | 21.32
| PAS 315 |  | 5.6 | 1 | 1 | 1 | 1 |  | 1 |  | 1 | 1 | 1 | 1 |  | 1 | 1 | 1 | 1 | 1 | 14 |  | 127.6184 | 1786.6576 | 940.8 | 78.4 | 122.71 | 127.6184
| PAS 316 |  | 5.6 | 1.25 | 1.25 | 1.25 | 1.25 |  | 1.25 |  | 1.25 | 1.25 | 1.25 | 1.25 |  | 1.25 | 1.25 | 1.25 | 1.25 | 1.25 | 17.5 |  | 100.9112 | 1765.946 | 1176 | 98 | 97.03 | 100.9112
| PAS 317 |  | 5.6 | 1.25 | 1.25 | 1.25 | 1.25 |  | 1.25 |  | 1.25 | 1.25 | 1.25 | 1.25 |  | 1.25 | 1.25 | 1.25 | 1.25 | 1.25 | 17.5 |  | 47.9336 | 838.838 | 1176 | 98 | 46.09 | 47.9336
| Powdercoating | [19 empty] | 775.6 |  | 4.8 | 3722.88
PVC Capping to Above
| Hinges |  |  | 4 | 4 | 4 | 4 | 4 | 4 | 4 | 4 | 4 | 4 | 4 | 4 | 4 | 4 | 4 | 4 | 4 | 68 |  | 20 | 1360 | 0
| Roller Kit - Bottom Rolled | [21 empty] | 82 | 0 | 0
| RP 540 |  |  | 6 | 6 | 6 | 6 | 6 | 6 | 6 | 6 | 6 | 6 | 6 | 6 | 6 | 6 | 6 | 6 | 6 | 102 | l/m | 5.6 | 571.2
| Mohair 12.7 - Black | [19 empty] | 0 | l/m | 1.9 | 0
| Hinged Door/Sider | [19 empty] | 0 |  | 150 |  | 0
| Corner Braces 4 per Door | [19 empty] | 0 | no | 7.5 | 0
| Stacking Angles |  |  | 4 | 4 | 4 | 4 |  | 4 |  | 4 | 4 | 4 | 4 |  | 4 | 4 | 4 | 4 | 4 | 56 | no | 10 | 560
| Glazing | REFER SPERATE PRICING IN MAIN SCHEDULE
| Final Clean | [22 empty] | 170
0
[24 empty] | 18551.4066 | 9307.2 | 27858.6066
| P & G Admin / Supervision / Loadin | [23 empty] | 1% | 278.5861
| P & G Parking | [24 empty] | 0
`
28137.1927
| Margin | [23 empty] | 0% | 0
28137.1927

## WORKINGS_Ali L4
LEVEL 4
|  |  |  | 7.1 | 7 | 7.1 | 6.25 |  | 6.25 |  | 8.1 | 6.8 | 6.8 | 6.3 |  | 8.1 | 7.7 | 6.5 | 6.6 | 6.95 | 97.55 |  |  |  | 13.5
|  |  |  | 3.77 | 3.48 | 3.77 | 1.305 |  | 1.305 |  | 6.67 | 2.9 | 2.9 | 1.45 |  | 6.67 | 5.51 | 2.03 | 2.32 | 3.335 | 47.415 |  |  | Material Cost | Labour Cost
|  |  |  | D4.10, Adjoining P-11 Aluminium Unit - 2900 x 1300 | D4.11, Adjoining P-11 Aluminium Unit - 2900 x 1200 | D4.12, Adjoining P-11 Aluminium Unit - 2900 x 1300 | D4.13, Adjoining P-11 Aluminium Unit - 2900 x 450 | D4.13 Door Frame | D4.14, Adjoining P-11 Aluminium Unit - 2900 x 450 | D4.14 Door Frame | D4.18, Adjoining P-11 Aluminium Unit - 2900 x 2300 | D4.19, Adjoining P-11 Aluminium Unit - 2900 x 1000 | D4.20, Adjoining P-11 Aluminium Unit - 2900 x 1000 | D4.21, Adjoining P-11 Aluminium Unit - 2900 x 500 | D4.21 Door Frame | D4.22, Adjoining P-11 Aluminium Unit - 2900 x 2300 | D4.22, Adjoining P-10 Aluminium Unit - 2900 x 1900 | D4.23, Adjoining P-10 Aluminium Unit - 2900 x 700 | D4.23, Adjoining P-10 Aluminium Unit - 2900 x 800 | D4.25, Adjoining P-11 Aluminium Unit - 2900 x 1150 | ttl lengths |  | Lngth Price
Potters 4% Increase
1.04
| PAS 033 |  | 5.6 | 0.25 | 0.25 | 0.25 | 0.125 |  | 0.125 |  | 0.5 | 0.25 | 0.25 | 0.125 |  | 0.5 | 0.5 | 0.125 | 0.25 | 0.25 | 3.75 |  | 115.9912 | 434.967 | 283.5 |  | 111.53 | 115.9912
| PAS 334 |  | 5.6 | 0.25 | 0.25 | 0.25 | 0.125 |  | 0.125 |  | 0.5 | 0.25 | 0.25 | 0.125 |  | 0.5 | 0.5 | 0.125 | 0.25 | 0.25 | 3.75 |  | 129.4384 | 485.394 | 283.5 |  | 124.46 | 129.4384
| PAS 310/A |  | 5.6 | 2 | 2 | 2 | 2 |  | 2 |  | 2 | 2 | 2 | 2 |  | 2 | 2 | 2 | 2 | 2 | 28 |  | 149.3336 | 4181.3408 | 2116.8 |  | 143.59 | 149.3336
| PAS 338 |  | 5.6 | 2 | 2 | 2 | 2 |  | 2 |  | 2 | 2 | 2 | 2 |  | 2 | 2 | 2 | 2 | 2 | 28 |  | 135.6992 | 3799.5776 | 2116.8 |  | 130.48 | 135.6992
| PAS 314/SD |  | 5.6 |  |  |  |  | 2.5 |  | 2.5 |  |  |  |  | 2.5 | [5 empty] | 7.5 |  | 135.7408 | 1018.056 | 567 |  | 130.52 | 135.7408
| PAS 023 |  | 5.6 |  |  |  |  | 2.5 |  | 2.5 |  |  |  |  | 2.5 | [5 empty] | 7.5 |  | 35.4328 | 265.746 | 567 |  | 34.07 | 35.4328
PVC Capping to Above
| Hinges | [6 empty] | 4 |  | 4 |  |  |  |  | 4 | [5 empty] | 12 |  | 20 | 240 | 0
| Roller Kit - Bottom Rolled | [21 empty] | 82 | 0 | 0
| Mohair 6.9 - Black | [19 empty] | 0 | l/m | 1.12 | 0
| Mohair 12.7 - Black | [19 empty] | 0 | l/m | 1.9 | 0
| Hinged Door/Sider | [19 empty] | 0 |  | 150 |  | 0
| Corner Braces 4 per Door | [19 empty] | 0 | no | 7.5 | 0
| Stacking Angles |  |  | 4 | 4 | 4 | 4 |  | 4 |  | 4 | 4 | 4 | 4 |  | 4 | 4 | 4 | 4 | 4 | 56 | no | 10 | 560
| Glazing | REFER SPERATE PRICING IN MAIN SCHEDULE
| Final Clean | [22 empty] | 170
0
[24 empty] | 11155.0814 | 5934.6 | 17089.6814
| P & G Admin / Supervision / Loadin | [23 empty] | 1% | 170.8968
| P & G Parking | [24 empty] | 0
`
17260.5782
| Margin | [23 empty] | 0% | 0
17260.5782

## WORKINGS_Ali L5 (2)
LEVEL 5
|  |  |  | 7.75 | 6.9 | 6.5 |  | 6.5 |  | 6.5 | 6.5 | 7.7 | 7.2 | 7.7 | 6.4 | 8 | 7.6 | 85.25 |  |  |  | 12
|  |  |  | 4.785 | 3.19 | 2.03 |  | 2.03 |  | 2.03 | 2.03 | 5.51 | 4.06 | 5.51 | 1.74 | 6.38 | 5.22 | 44.515 |  |  | Material Cost | Labour Cost
|  |  |  | D5.06, Adjoining P-10 Aluminium Unit - 2900 x 1650 | D5.07, Adjoining P-10 Aluminium Unit - 2900 x 1100 | D5.10, Adjoining P-11 Aluminium Unit - 2900 x 700 | D5.10 Door Frame | D5.11, Adjoining P-11 Aluminium Unit - 2900 x 700 | D5.11 Door Frame | D5.12, Adjoining P-11 Aluminium Unit - 2900 x 700 | D5.13, Adjoining P-11 Aluminium Unit - 2900 x 700 | D5.16, Adjoining P-11 Aluminium Unit - 2900 x 1900 | D5.18, Adjoining P-10 Aluminium Unit - 2900 x 1400 | D5.18, Adjoining P-10 Aluminium Unit - 2900 x 1900 | D5.19, Adjoining P-11 Aluminium Unit - 2900 x 600 | D5.21, Adjoining P-10 Aluminium Unit - 2900 x 2200 | D5.22, Adjoining P-10 Aluminium Unit - 2900 x 1800 | ttl lengths |  | Lngth Price
[20 empty] | **Mill Finish** |  |  |  |  | Potters 4% Increase
1.04
| PAS 033 |  | 5.6 | 0.5 | 0.25 | 0.125 |  | 0.125 |  | 0.125 | 0.125 | 0.5 | 0.5 | 0.5 | 0.125 | 0.5 | 0.5 | 3.875 |  | 115.9912 | 449.4659 | 260.4 | 21.7 | 111.53 | 115.9912
| PAS 334 |  | 5.6 | 0.5 | 0.25 | 0.125 |  | 0.125 |  | 0.125 | 0.125 | 0.5 | 0.5 | 0.5 | 0.125 | 0.5 | 0.5 | 3.875 |  | 129.4384 | 501.5738 | 260.4 | 21.7 | 124.46 | 129.4384
| PAS 310/A |  | 5.6 | 2 | 2 | 2 |  | 2 |  | 2 | 2 | 3 | 2 | 2 | 2 | 3 | 2 | 26 |  | 149.3336 | 3882.6736 | 1747.2 | 145.6 | 143.59 | 149.3336
| PAS 338 |  | 5.6 | 2 | 2 | 2 |  | 2 |  | 2 | 2 | 3 | 2 | 2 | 2 | 3 | 2 | 26 |  | 135.6992 | 3528.1792 | 1747.2 | 145.6 | 130.48 | 135.6992
| PAS 314/SD |  | 5.6 |  |  |  | 2.5 |  | 2.5 | [8 empty] | 5 |  | 135.7408 | 678.704 | 336 | 28 | 130.52 | 135.7408
| PAS 023 |  | 5.6 | 0.5 | 0.5 | 0.5 | 2.5 | 0.5 | 2.5 | 0.5 | 0.5 | 0.5 | 0.5 |  | 0.5 | 0.5 | 0.5 | 10.5 |  | 35.4328 | 372.0444 | 705.6 | 58.8 | 34.07 | 35.4328
| PAS 315 |  | 5.6 | 1 | 1 | 1 |  | 1 |  | 1 | 1 | 1 | 1 |  | 1 | 1 | 1 | 11 |  | 127.6184 | 1403.8024 | 739.2 | 61.6 | 122.71 | 127.6184
| PAS 316 |  | 5.6 | 1.25 | 1.25 | 1.25 |  | 1.25 |  | 1.25 | 1.25 | 1.25 | 1.25 |  | 1.25 | 1.25 | 1.25 | 13.75 |  | 100.9112 | 1387.529 | 924 | 77 | 97.03 | 100.9112
| PAS 317 |  | 5.6 | 1.25 | 1.25 | 1.25 |  | 1.25 |  | 1.25 | 1.25 | 1.25 | 1.25 |  | 1.25 | 1.25 | 1.25 | 13.75 |  | 47.9336 | 659.087 | 924 | 77 | 46.09 | 47.9336
| Powdercoating | [16 empty] | 637 |  | 4.8 | 3057.6
PVC Capping to Above
| Hinges |  |  | 4 | 4 | 4 | 4 | 4 | 4 | 4 | 4 | 4 | 4 |  | 4 | 4 | 4 | 52 |  | 20 | 1040 | 0
| Roller Kit - Bottom Rolled | [18 empty] | 82 | 0 | 0
| RP 540 |  |  | 6 | 6 | 6 | 6 | 6 | 6 | 6 | 6 | 6 | 6 |  | 6 | 6 | 6 | 78 | l/m | 5.6 | 436.8
| Mohair 12.7 - Black | [16 empty] | 0 | l/m | 1.9 | 0
| Hinged Door/Sider | [16 empty] | 0 |  | 150 |  | 0
| Corner Braces 4 per Door | [16 empty] | 0 | no | 7.5 | 0
| Stacking Angles |  |  | 4 | 4 | 4 |  | 4 |  | 4 | 4 | 4 | 4 | 4 | 4 | 4 | 4 | 48 | no | 10 | 480
| Glazing | REFER SPERATE PRICING IN MAIN SCHEDULE
| Final Clean | [19 empty] | 140
0
[21 empty] | 18017.4593 | 7644 | 25661.4593
| P & G Admin / Supervision / Loadin | [20 empty] | 1% | 256.6146
| P & G Parking | [21 empty] | 0
25918.0739
| Margin | [20 empty] | 0% | 0
25918.0739

## WORKINGS_Ali L5
LEVEL 5
|  |  |  | 7.75 | 6.9 | 6.5 |  | 6.5 |  | 6.5 | 6.5 | 7.7 | 7.2 | 7.7 | 6.4 | 8 | 7.6 | 85.25 |  |  |  | 13.5
|  |  |  | 4.785 | 3.19 | 2.03 |  | 2.03 |  | 2.03 | 2.03 | 5.51 | 4.06 | 5.51 | 1.74 | 6.38 | 5.22 | 44.515 |  |  | Material Cost | Labour Cost
|  |  |  | D5.06, Adjoining P-10 Aluminium Unit - 2900 x 1650 | D5.07, Adjoining P-10 Aluminium Unit - 2900 x 1100 | D5.10, Adjoining P-11 Aluminium Unit - 2900 x 700 | D5.10 Door Frame | D5.11, Adjoining P-11 Aluminium Unit - 2900 x 700 | D5.11 Door Frame | D5.12, Adjoining P-11 Aluminium Unit - 2900 x 700 | D5.13, Adjoining P-11 Aluminium Unit - 2900 x 700 | D5.16, Adjoining P-11 Aluminium Unit - 2900 x 1900 | D5.18, Adjoining P-10 Aluminium Unit - 2900 x 1400 | D5.18, Adjoining P-10 Aluminium Unit - 2900 x 1900 | D5.19, Adjoining P-11 Aluminium Unit - 2900 x 600 | D5.21, Adjoining P-10 Aluminium Unit - 2900 x 2200 | D5.22, Adjoining P-10 Aluminium Unit - 2900 x 1800 | ttl lengths |  | Lngth Price
Potters 4% Increase
1.04
| PAS 033 |  | 5.6 | 0.5 | 0.25 | 0.125 |  | 0.125 |  | 0.125 | 0.125 | 0.5 | 0.5 | 0.5 | 0.125 | 0.5 | 0.5 | 3.875 |  | 115.9912 | 449.4659 | 292.95 |  | 111.53 | 115.9912
| PAS 334 |  | 5.6 | 0.5 | 0.25 | 0.125 |  | 0.125 |  | 0.125 | 0.125 | 0.5 | 0.5 | 0.5 | 0.125 | 0.5 | 0.5 | 3.875 |  | 129.4384 | 501.5738 | 292.95 |  | 124.46 | 129.4384
| PAS 310/A |  | 5.6 | 2 | 2 | 2 |  | 2 |  | 2 | 2 | 2 | 2 | 2 | 2 | 2 | 2 | 24 |  | 149.3336 | 3584.0064 | 1814.4 |  | 143.59 | 149.3336
| PAS 338 |  | 5.6 | 2 | 2 | 2 |  | 2 |  | 2 | 2 | 2 | 2 | 2 | 2 | 2 | 2 | 24 |  | 135.6992 | 3256.7808 | 1814.4 |  | 130.48 | 135.6992
| PAS 314/SD |  | 5.6 |  |  |  | 2.5 |  | 2.5 | [8 empty] | 5 |  | 135.7408 | 678.704 | 378 |  | 130.52 | 135.7408
| PAS 023 |  | 5.6 |  |  |  | 2.5 |  | 2.5 | [8 empty] | 5 |  | 35.4328 | 177.164 | 378 |  | 34.07 | 35.4328
PVC Capping to Above
| Hinges | [5 empty] | 4 |  | 4 | [8 empty] | 8 |  | 20 | 160 | 0
| Roller Kit - Bottom Rolled | [18 empty] | 82 | 0 | 0
| Mohair 6.9 - Black | [16 empty] | 0 | l/m | 1.12 | 0
| Mohair 12.7 - Black | [16 empty] | 0 | l/m | 1.9 | 0
| Hinged Door/Sider | [16 empty] | 0 |  | 150 |  | 0
| Corner Braces 4 per Door | [16 empty] | 0 | no | 7.5 | 0
| Stacking Angles |  |  | 4 | 4 | 4 |  | 4 |  | 4 | 4 | 4 | 4 | 4 | 4 | 4 | 4 | 48 | no | 10 | 480
| Glazing | REFER SPERATE PRICING IN MAIN SCHEDULE
| Final Clean | [19 empty] | 140
0
[21 empty] | 9427.6949 | 4970.7 | 14398.3949
| P & G Admin / Supervision / Loadin | [20 empty] | 1% | 143.9839
| P & G Parking | [21 empty] | 0
14542.3788
| Margin | [20 empty] | 0% | 0
14542.3788

## WORKINGS_Ali L6 (2)
LEVEL 6
|  |  |  | 7.7 | 7.7 |  | 14.9 | 7.8 | 8 | 8 | 8 | 8 | 8 | 7.6 | 7.2 | 8.4 | 8.8 | 9.2 | 7.7 | 7.2 | 8.3 | 142.5 |  |  |  | 12
[22 empty] | 0 |  |  | Material Cost | Labour Cost
|  |  |  | D6.02. Adjoining P-12 Aluminium Unit - 3000 x 1700 | D6.02. Adjoining P-12 Aluminium Unit - 3000 x 1700 | D6.03 Slider Unit | D6.05, Adjoining P-10 Aluminium Unit - 3000 x 8900 | D6.13, Adjoining P-10 Aluminium Unit - 3000 x 1800 | D6.14, Adjoining P-10 Aluminium Unit - 3000 x 2000 | D6.15, Adjoining P-10 Aluminium Unit - 3000 x 2000 | D6.16, Adjoining P-10 Aluminium Unit - 3000 x 2000 | D6.17, Adjoining P-10 Aluminium Unit - 3000 x 2000 | D6.21, Adjoining P-10 Aluminium Unit - 3000 x 2000 | D6.22, Adjoining P-10 Aluminium Unit - 3000 x 1600 | D6.23, Adjoining P-10 Aluminium Unit - 3000 x 1200 | D6.23, Adjoining P-10 Aluminium Unit - 3000 x 2400 | D6.24, Adjoining P-10 Aluminium Unit - 3000 x 2800 | D6.25, Adjoining P-10 Aluminium Unit - 3000 x 3200 | D6.26, Adjoining P-10 Aluminium Unit - 3000 x 1700 | D6.27, Adjoining P-10 Aluminium Unit - 3000 x 1200 | D6.27, Adjoining P-10 Aluminium Unit - 3000 x 2300 | ttl lengths |  | Lngth Price
|  |  |  | ** TWIN GLAZED** | ** TWIN GLAZED** |  | ** Size of Unit??** | [16 empty] | **Mill Finish** |  |  |  |  | Potters 4% Increase
1.04
| PAS 033 |  | 5.6 |  |  |  | 2 | 0.5 | 0.5 | 0.5 | 0.5 | 0.5 | 0.5 | 0.5 | 0.25 | 0.5 | 0.5 | 1 | 0.5 | 0.25 | 0.5 | 9 |  | 115.9912 | 1043.9208 | 604.8 | 50.4 | 111.53 | 115.9912
| PAS 334 |  | 5.6 |  |  |  | 2 | 0.5 | 0.5 | 0.5 | 0.5 | 0.5 | 0.5 | 0.5 | 0.25 | 0.5 | 0.5 | 1 | 0.5 | 0.25 | 0.5 | 9 |  | 129.4384 | 1164.9456 | 604.8 | 50.4 | 124.46 | 129.4384
0
| PAS 310/A |  | 5.6 |  |  |  | 4 | 3 | 3 | 3 | 3 | 3 | 3 | 3 | 2 | 3 | 3 | 3 | 3 | 3 | 3 | 45 |  | 149.3336 | 6720.012 | 3024 | 252 | 143.59 | 149.3336
| PAS 338 |  | 5.6 |  |  |  | 4 | 3 | 3 | 3 | 3 | 3 | 3 | 3 | 2 | 3 | 3 | 3 | 3 | 3 | 3 | 45 |  | 135.6992 | 6106.464 | 3024 | 252 | 130.48 | 135.6992
| PAS 023 |  | 5.6 |  |  |  | 0.5 | 0.5 | 0.5 | 0.5 | 0.5 | 0.5 | 0.5 | 0.5 | 0.5 | 0.5 | 0.5 | 0.5 | 0.5 | 0.5 | 0.5 | 7.5 |  | 21.32 | 159.9 | 504 | 42 | 20.5 | 21.32
| PAS 315 |  | 5.6 |  |  |  | 1 | 1 | 1 | 1 | 1 | 1 | 1 | 1 | 1 | 1 | 1 | 1 | 1 | 1 | 1 | 15 |  | 127.6184 | 1914.276 | 1008 | 84 | 122.71 | 127.6184
| PAS 316 |  | 5.6 |  |  |  | 1.25 | 1.25 | 1.25 | 1.25 | 1.25 | 1.25 | 1.25 | 1.25 | 1.25 | 1.25 | 1.25 | 1.25 | 1.25 | 1.25 | 1.25 | 18.75 |  | 100.9112 | 1892.085 | 1260 | 105 | 97.03 | 100.9112
| PAS 317 |  | 5.6 |  |  |  | 1.25 | 1.25 | 1.25 | 1.25 | 1.25 | 1.25 | 1.25 | 1.25 | 1.25 | 1.25 | 1.25 | 1.25 | 1.25 | 1.25 | 1.25 | 18.75 |  | 47.9336 | 898.755 | 1260 | 105 | 46.09 | 47.9336
| PAS 310/A |  | 5.6 | 2 | 2 | [16 empty] | 4 |  | 103.5112 | 414.0448 | 268.8 | 22.4 | 99.53 | 103.5112
| PAS 339 |  | 5.6 | 2 | 2 | [16 empty] | 4 |  | 124.852 | 499.408 | 268.8 | 22.4 | 120.05 | 124.852
| PAS 033 |  | 5.6 | 0.5 | 0.5 | [16 empty] | 1 |  | 75.2752 | 75.2752 | 67.2 | 5.6 | 72.38 | 75.2752
| PAS 336 |  | 5.6 | 0.5 | 0.5 | [16 empty] | 1 |  | 97.656 | 97.656 | 67.2 | 5.6 | 93.9 | 97.656
| PAS 005 |  | 5.6 | 0.5 | 0.5 | [16 empty] | 1 |  | 15.3712 | 15.3712 | 67.2 | 5.6 | 14.78 | 15.3712
| PAS 532 |  | 5.1 |  |  | 2 | [15 empty] | 2 |  | 186.3888 | 372.7776 | 122.4 | 10.2 | 179.22 | 186.3888
| PAS 531 |  | 5.6 |  |  | 2 | [15 empty] | 2 |  | 66.8928 | 133.7856 | 134.4 | 11.2 | 64.32 | 66.8928
| PAS 522/D |  | 5.1 |  |  | 2 | [15 empty] | 2 |  | 469.7056 | 939.4112 | 122.4 | 10.2 | 451.64 | 469.7056
| PAS 530/4 |  | 5.1 |  |  | 2 | [15 empty] | 2 |  | 122.5952 | 245.1904 | 122.4 | 10.2 | 117.88 | 122.5952
| PAS 003/100GP |  | 5.6 |  |  | 0.5 | [15 empty] | 0.5 |  | 208.728 | 104.364 | 33.6 | 2.8 | 200.7 | 208.728
| PAS 005 |  | 5.6 |  |  | 0.5 | [15 empty] | 0.5 |  | 15.3712 | 7.6856 | 33.6 | 2.8 | 14.78 | 15.3712
| PAS 004/100GP |  | 5.6 |  |  | 4 | [15 empty] | 4 |  | 155.9896 | 623.9584 | 268.8 | 22.4 | 149.99 | 155.9896
DOOR LEAF:
| PAS 503-F |  | 5.6 |  |  | 1 | [15 empty] | 1 |  | 89.3464 | 89.3464 | 67.2 | 5.6 | 85.91 | 89.3464
| PAS 504 |  | 5.6 |  |  | 2 | [15 empty] | 2 |  | 17.8568 | 35.7136 | 134.4 | 11.2 | 17.17 | 17.8568
| PAS 503/100 |  | 5.6 |  |  | 1 | [15 empty] | 1 |  | 153.9928 | 153.9928 | 67.2 | 5.6 | 148.07 | 153.9928
| PAS 500/100 |  | 5.6 |  |  | 8 | [15 empty] | 8 |  | 165.1104 | 1320.8832 | 537.6 | 44.8 | 158.76 | 165.1104
| PAS 501 |  | 5.6 |  |  | 2 | [15 empty] | 2 |  | 29.6608 | 59.3216 | 134.4 | 11.2 | 28.52 | 29.6608
| PAS 502 |  | 5.6 |  |  | 3 | [15 empty] | 3 |  | 16.588 | 49.764 | 201.6 | 16.8 | 15.95 | 16.588
| PAS 509/T |  | 3 |  |  | 4 | [15 empty] | 4 |  | 17.8568 | 71.4272 | 144 | 12 | 17.17 | 17.8568
| PAS 506 |  | 5.6 |  |  | 1 | [15 empty] | 1 |  | 19.7704 | 19.7704 | 67.2 | 5.6 | 19.01 | 19.7704
| PAS 507/AS |  | 3 |  |  | 2 | [15 empty] | 2 |  | 25.5632 | 51.1264 | 72 | 6 | 24.58 | 25.5632
| Powdercoating | [20 empty] | 1191 |  | 4.8 | 5716.8
PVC Capping to Above
| Hinges | [5 empty] | 4 | 4 | 4 | 4 | 4 | 4 | 4 | 4 | 4 | 4 | 4 | 4 | 4 | 4 | 4 | 60 |  | 20 | 1200 | 0
| Roller Kit - TOP ROLLED |  |  |  |  | 8 | [15 empty] | 8 |  | 460.45 | 3683.6 | 0
| RP 540 | [5 empty] | 6 | 6 | 6 | 6 | 6 | 6 | 6 | 6 | 6 | 6 | 6 | 6 | 6 | 6 | 6 | 90 | l/m | 5.6 | 504
| Mohair 4.8 - Black |  |  |  |  | 63 | [15 empty] | 63 | l/m | 1.9 | 119.7
| Hinged Door/Sider | [20 empty] | 0 |  | 150 |  | 0
| Corner Braces 4 per Door |  |  |  |  | 16 | [15 empty] | 16 | no | 7.5 | 120
| Stacking Angles |  |  |  |  | 16 | [15 empty] | 16 | no | 10 | 160
| Glazing | REFER SPERATE PRICING IN MAIN SCHEDULE
| Final Clean | [23 empty] | 180
0
[25 empty] | 36964.732 | 14292 | 51256.732
| P & G Admin / Supervision / Loadin | [24 empty] | 1% | 512.5673
| P & G Parking | [25 empty] | 0
51769.2993
| Margin | [24 empty] | 0% | 0
51769.2993

## WORKINGS_Ali L6
LEVEL 6
|  |  |  | 7.7 | 7.7 |  | 14.9 | 7.8 | 8 | 8 | 8 | 8 | 8 | 7.6 | 7.2 | 8.4 | 8.8 | 9.2 | 7.7 | 7.2 | 8.3 | 142.5 |  |  |  | 13.5
[22 empty] | 0 |  |  | Material Cost | Labour Cost
|  |  |  | D6.02. Adjoining P-12 Aluminium Unit - 3000 x 1700 | D6.02. Adjoining P-12 Aluminium Unit - 3000 x 1700 | D6.03 Slider Unit | D6.05, Adjoining P-10 Aluminium Unit - 3000 x 8900 | D6.13, Adjoining P-10 Aluminium Unit - 3000 x 1800 | D6.14, Adjoining P-10 Aluminium Unit - 3000 x 2000 | D6.15, Adjoining P-10 Aluminium Unit - 3000 x 2000 | D6.16, Adjoining P-10 Aluminium Unit - 3000 x 2000 | D6.17, Adjoining P-10 Aluminium Unit - 3000 x 2000 | D6.21, Adjoining P-10 Aluminium Unit - 3000 x 2000 | D6.22, Adjoining P-10 Aluminium Unit - 3000 x 1600 | D6.23, Adjoining P-10 Aluminium Unit - 3000 x 1200 | D6.23, Adjoining P-10 Aluminium Unit - 3000 x 2400 | D6.24, Adjoining P-10 Aluminium Unit - 3000 x 2800 | D6.25, Adjoining P-10 Aluminium Unit - 3000 x 3200 | D6.26, Adjoining P-10 Aluminium Unit - 3000 x 1700 | D6.27, Adjoining P-10 Aluminium Unit - 3000 x 1200 | D6.27, Adjoining P-10 Aluminium Unit - 3000 x 2300 | ttl lengths |  | Lngth Price
|  |  |  | ** TWIN GLAZED** | ** TWIN GLAZED** |  | ** Size of Unit??** | [21 empty] | Potters 4% Increase
1.04
| PAS 033 |  | 5.6 |  |  |  | 2 | 0.5 | 0.5 | 0.5 | 0.5 | 0.5 | 0.5 | 0.5 | 0.25 | 0.5 | 0.5 | 1 | 0.5 | 0.25 | 0.5 | 9 |  | 115.9912 | 1043.9208 | 680.4 |  | 111.53 | 115.9912
| PAS 334 |  | 5.6 |  |  |  | 2 | 0.5 | 0.5 | 0.5 | 0.5 | 0.5 | 0.5 | 0.5 | 0.25 | 0.5 | 0.5 | 1 | 0.5 | 0.25 | 0.5 | 9 |  | 129.4384 | 1164.9456 | 680.4 |  | 124.46 | 129.4384
| PAS 310/A |  | 5.6 |  |  |  | 4 | 2 | 2 | 2 | 2 | 2 | 2 | 2 | 2 | 2 | 3 | 3 | 2 | 2 | 2 | 34 |  | 149.3336 | 5077.3424 | 2570.4 |  | 143.59 | 149.3336
| PAS 338 |  | 5.6 |  |  |  | 4 | 2 | 2 | 2 | 2 | 2 | 2 | 2 | 2 | 2 | 3 | 3 | 2 | 2 | 2 | 34 |  | 135.6992 | 4613.7728 | 2570.4 |  | 130.48 | 135.6992
0
| PAS 310/A |  | 5.6 | 2 | 2 | [16 empty] | 4 |  | 149.3336 | 597.3344 | 302.4 |  | 143.59 | 149.3336
| PAS 339 |  | 5.6 | 2 | 2 | [16 empty] | 4 |  | 195.0832 | 780.3328 | 302.4 |  | 187.58 | 195.0832
| PAS 033 |  | 5.6 | 0.5 | 0.5 | [16 empty] | 1 |  | 115.9912 | 115.9912 | 75.6 |  | 111.53 | 115.9912
| PAS 336 |  | 5.6 | 0.5 | 0.5 | [16 empty] | 1 |  | 153.2336 | 153.2336 | 75.6 |  | 147.34 | 153.2336
| PAS 005 |  | 5.6 | 0.5 | 0.5 | [16 empty] | 1 |  | 26.52 | 26.52 | 75.6 |  | 25.5 | 26.52
| PAS 532 |  | 5.1 |  |  | 2 | [15 empty] | 2 |  | 253.4896 | 506.9792 | 137.7 |  | 243.74 | 253.4896
| PAS 531 |  | 5.6 |  |  | 2 | [15 empty] | 2 |  | 102.076 | 204.152 | 151.2 |  | 98.15 | 102.076
| PAS 522/D |  | 5.1 |  |  | 2 | [15 empty] | 2 |  | 469.7056 | 939.4112 | 137.7 |  | 451.64 | 469.7056
| PAS 530/4 |  | 5.1 |  |  | 2 | [15 empty] | 2 |  | 122.5952 | 245.1904 | 137.7 |  | 117.88 | 122.5952
| PAS 003/100GP |  | 5.6 |  |  | 0.5 | [15 empty] | 0.5 |  | 208.728 | 104.364 | 37.8 |  | 200.7 | 208.728
| PAS 005 |  | 5.6 |  |  | 0.5 | [15 empty] | 0.5 |  | 26.52 | 13.26 | 37.8 |  | 25.5 | 26.52
| PAS 004/100GP |  | 5.6 |  |  | 4 | [15 empty] | 4 |  | 219.9808 | 879.9232 | 302.4 |  | 211.52 | 219.9808
DOOR LEAF:
| PAS 503-F |  | 5.6 |  |  | 1 | [15 empty] | 1 |  | 118.8824 | 118.8824 | 75.6 |  | 114.31 | 118.8824
| PAS 504 |  | 5.6 |  |  | 2 | [15 empty] | 2 |  | 32.3752 | 64.7504 | 151.2 |  | 31.13 | 32.3752
| PAS 503/100 |  | 5.6 |  |  | 1 | [15 empty] | 1 |  | 216.1432 | 216.1432 | 75.6 |  | 207.83 | 216.1432
| PAS 500/100 |  | 5.6 |  |  | 8 | [15 empty] | 8 |  | 221.7072 | 1773.6576 | 604.8 |  | 213.18 | 221.7072
| PAS 501 |  | 5.6 |  |  | 2 | [15 empty] | 2 |  | 48.2872 | 96.5744 | 151.2 |  | 46.43 | 48.2872
| PAS 502 |  | 5.6 |  |  | 3 | [15 empty] | 3 |  | 28.5792 | 85.7376 | 226.8 |  | 27.48 | 28.5792
| PAS 509/T |  | 3 |  |  | 4 | [15 empty] | 4 |  | 27.092 | 108.368 | 162 |  | 26.05 | 27.092
| PAS 506 |  | 5.6 |  |  | 1 | [15 empty] | 1 |  | 35.1624 | 35.1624 | 75.6 |  | 33.81 | 35.1624
| PAS 507/AS |  | 3 |  |  | 2 | [15 empty] | 2 |  | 30.7632 | 61.5264 | 81 |  | 29.58 | 30.7632
PVC Capping to Above
| Hinges | [20 empty] | 0 |  | 20 | 0 | 0
| Roller Kit - TOP ROLLED |  |  |  |  | 8 | [15 empty] | 8 |  | 460.45 | 3683.6 | 0
| Mohair 6.9 - Black | [20 empty] | 0 | l/m | 1.12 | 0
| Mohair 4.8 - Black |  |  |  |  | 63 | [15 empty] | 63 | l/m | 1.9 | 119.7
| Hinged Door/Sider | [20 empty] | 0 |  | 150 |  | 0
| Corner Braces 4 per Door |  |  |  |  | 16 | [15 empty] | 16 | no | 7.5 | 120
| Stacking Angles |  |  |  |  | 16 | [15 empty] | 16 | no | 10 | 160
| Glazing | REFER SPERATE PRICING IN MAIN SCHEDULE
| Final Clean | [23 empty] | 180
0
[25 empty] | 23290.776 | 9879.3 | 33170.076
| P & G Admin / Supervision / Loadin | [24 empty] | 1% | 331.7008
| P & G Parking | [25 empty] | 0
33501.7768
| Margin | [24 empty] | 0% | 0
33501.7768

## Asona Quicklock
Ceilings Unlimited
Craigs Investment Partners - Fitout
Tauranga
2026-01-21
Wall Covering: Asona Quicklock (FP-01)
52
Item | Description | Qty | Unit | Constant | Constant X Unit = Total HRS | $ Lab per Unit | Total Labour | Materials per Unit | Total Materials | Total Labour & Materials | Total Labour & Materials Per Unit | Total | % Complete | Claim
Walls:
Level 4:
4.10 Meeting 4P
| FP -01 | 5.7 | m2
4.12 Meeting 4P
| FP -01 | 5.19 | m2
4.18 Meeting 5P
| FP-01 | 5.79 | m2
4.21 Focus 2P
| FP-01 | 6.27 | m2
4.22 Meeting 5P
| FP-01 | 7.45 | m2
4.23 Meeting 4-6P
| FP-01 | 8.59 | m2 | [11 empty] | 38.99 | m2
| Penetrations | 1 | item | 0 | 0 | 0 | 0 | 840 | 840 | 840 | 840 | 840 | 0% | 0
| Level 4 - FP-01 Asona Quicklock | 1 | item | 0 | 0 | 0 | 0 | 28190 | 28190 | 28190 | 28190 | 28190 | 0% | 0
Level 5:
5.06 Meeting 4P
| FP -01 | 5.77 | m2
5.07 Focus
| FP -01 | 5.74 | m2
5.17 Meeting 4-6P
| FP -01 | 8.69 | m2
5.18 Meeting 4P
| FP -01 | 5.64 | m2
5.19 Meeting 8P
| FP -01 | 9.71 | m2
5.22 Meeting 8P
| FP -01 | 15.98 | m2 | [11 empty] | 51.53 | m2
| Penetrations | 1 | item | 0 | 0 | 0 | 0 | 840 | 840 | 840 | 840 | 840 | 0% | 0
| Level 5 - FP-01 Asona Quicklock | 1 | item | 0 | 0 | 0 | 0 | 37244 | 37244 | 37244 | 37244 | 37244 | 0% | 0
Level 6:
6.13 Meeting 5P
| FP -01 | 5.01 | m2
6.14 Meeting 4P
| FP -01 | 5.55 | m2
6.15 Meeting 5P
| FP -01 | 5.55 | m2
6.17 Meeting 6P
| FP -01 | 5.47 | m2
6.21 Meeting 8P
| FP -01 | 13.39 | m2
6.22 Meeting 2P
| FP -01 | 8.29 | m2
6.23 Meeting 2P
| FP -01 | 8.29 | m2
6.24 Meeting 8P
| FP -01 | 15.4 | m2
6.25 Meeting 8P
| FP -01 | 15.4 | m2 | [11 empty] | 82.35 | m2
| Penetrations | 1 | item | 0 | 0 | 0 | 0 | 1260 | 1260 | 1260 | 1260 | 1260 | 0% | 0
| Level 6 - FP-01 Asona Quicklock | 1 | item | 0 | 0 | 0 | 0 | 61210 | 61210 | 61210 | 61210 | 61210 | 0% | 0 |  |  | 126644
[5 empty] | 0 |  | 0 |  | 129584
| Total of above | [10 empty] | 129584 |  | 0
Miscellaneous
| P&G - Admin / Supervision |  | Sum | [7 empty] | 2.05% | 2656.472 |  | 0 | 38.99 | Level 4
[15 empty] | 51.53 | Level 5
| P&G - Site Establishment |  | Sum | [7 empty] | 1% | 1295.84 |  | 0 | 82.35 | Level 6
| P&G - Access Equip |  | Sum | [7 empty] | 0.25% | 323.96 |  | 0
| P&G - Parking |  | Sum | [7 empty] | 0% | 0
| P&G Travel |  | Sum | [10 empty] | 0
| Sub total | [10 empty] | 133860.272 |  | 0
| Margin | [9 empty] | 3.5% | 4685.1095 |  | 0
| TOTAL OF MISC WALL AND CEILING | [10 empty] | 138546 | 0% | 0
[13 empty] | 3.3% |  | 3.5%
[6 empty] | Parking |  |  |  |  | LEVEL 4 | 29030 | 957.99 | 29987.99 | 1049.5797 | 31037.5697
Man
[6 empty] | 0 | 1 |  |  |  | LEVEL 5 | 38084 | 1256.772 | 39340.772 | 1376.927 | 40717.699
[6 empty] | 0 | 18 | 0
[11 empty] | LEVEL 6 | 62470 | 2061.51 | 64531.51 | 2258.6029 | 66790.1129
[12 empty] | 129584 |  |  |  | 138545.3815
| Rate build for travel by car | [6 empty] | Rate build for travel by car
| Travel there and back based on 4 | [6 empty] | Travel there and back based on 1
| hrs travel per person | Rate /Km | Total | Number of people |  |  |  | hrs travel per person | Rate /Km | Total | Number of people
| 1 | 55 | 55 | 110 | 2 |  |  | 4 | 55 | 220 | 440 | 2
| km |  |  | There and back |  |  |  | km |  |  | There and back
| 0.7 |  |  | 0 |  |  |  | 0.7 | 310 |  | 217
| Amount of trips needed |  |  | 110 |  |  |  | Amount of trips needed |  |  | 657
| 2 |  |  | 220 |  |  |  | 1 |  |  | 657
| Accom/per day | days |  | Times amount of people |  |  |  | Accom/per day | days |  | Times amount of people
|  |  | 0 | 0 |  |  |  | 125 | 4 | 500 | 1000
|  |  |  | 220 | [6 empty] | 1657
|  |  | Parking | 0 | 0 | $17.50 per day